## Instructions
The parameters listed in the OutList worksheet are the names, descriptions, conventions, and units of the available output channels in FAST
It is compatible with FAST v8.12.x
The worksheet is also used to generate the Fortran code used to verify if a particular channel is valid
There are currently |  | 863 | ElastoDyn | unique available output channels (not including alternate names)
|  | 514 | ServoDyn | unique available output channels (not including alternate names)
|  | 0 | InflowWind | unique available output channels (not including alternate names)
Note that several outputs from FAST v7.2 are not yet implemented/available in FAST v8.12. See the worksheets labeled ("Removed")
Rules for output channels
2.) | Output names may not start with the letters "END" (case insensitive)
3.) | Output names must be 9 characters or less (not including the "M" for "minus")
4.) | Units must be 10 characters or less and should include "(" and ")" around them
5.) | "Invalid Channel Criteria" must be a valid Fortran logical expression (it may be used in the Fortran code)
6.) | "Name" must match the variable name used in the Fortran code
7.) | If more than one "Other Name(s)" exists for a variable, separate them with commas
8.) | For the Matlab Script to work properly, the "Name" column must be blank on the rows where new categories start. (It cannot contain whitespace--it must be empty!)

## AeroDyn
Category | Name | Other Name(s) | Description | Convention | Units | Invalid Channel Criteria
Tower
| TwN1VUndx |  | Undisturbed x-component wind velocity at Tw node 1 | local tower coordinate system | (m/s)
| TwN1VUndy |  | Undisturbed y-component wind velocity at Tw node 1 | local tower coordinate system | (m/s)
| TwN1VUndz |  | Undisturbed z-component wind velocity at Tw node 1 | local tower coordinate system | (m/s)
| TwN2VUndx |  | Undisturbed x-component wind velocity at Tw node 2 | local tower coordinate system | (m/s)
| TwN2VUndy |  | Undisturbed y-component wind velocity at Tw node 2 | local tower coordinate system | (m/s)
| TwN2VUndz |  | Undisturbed z-component wind velocity at Tw node 2 | local tower coordinate system | (m/s)
| TwN3VUndx |  | Undisturbed x-component wind velocity at Tw node 3 | local tower coordinate system | (m/s)
| TwN3VUndy |  | Undisturbed y-component wind velocity at Tw node 3 | local tower coordinate system | (m/s)
| TwN3VUndz |  | Undisturbed z-component wind velocity at Tw node 3 | local tower coordinate system | (m/s)
| TwN4VUndx |  | Undisturbed x-component wind velocity at Tw node 4 | local tower coordinate system | (m/s)
| TwN4VUndy |  | Undisturbed y-component wind velocity at Tw node 4 | local tower coordinate system | (m/s)
| TwN4VUndz |  | Undisturbed z-component wind velocity at Tw node 4 | local tower coordinate system | (m/s)
| TwN5VUndx |  | Undisturbed x-component wind velocity at Tw node 5 | local tower coordinate system | (m/s)
| TwN5VUndy |  | Undisturbed y-component wind velocity at Tw node 5 | local tower coordinate system | (m/s)
| TwN5VUndz |  | Undisturbed z-component wind velocity at Tw node 5 | local tower coordinate system | (m/s)
| TwN6VUndx |  | Undisturbed x-component wind velocity at Tw node 6 | local tower coordinate system | (m/s)
| TwN6VUndy |  | Undisturbed y-component wind velocity at Tw node 6 | local tower coordinate system | (m/s)
| TwN6VUndz |  | Undisturbed z-component wind velocity at Tw node 6 | local tower coordinate system | (m/s)
| TwN7VUndx |  | Undisturbed x-component wind velocity at Tw node 7 | local tower coordinate system | (m/s)
| TwN7VUndy |  | Undisturbed y-component wind velocity at Tw node 7 | local tower coordinate system | (m/s)
| TwN7VUndz |  | Undisturbed z-component wind velocity at Tw node 7 | local tower coordinate system | (m/s)
| TwN8VUndx |  | Undisturbed x-component wind velocity at Tw node 8 | local tower coordinate system | (m/s)
| TwN8VUndy |  | Undisturbed y-component wind velocity at Tw node 8 | local tower coordinate system | (m/s)
| TwN8VUndz |  | Undisturbed z-component wind velocity at Tw node 8 | local tower coordinate system | (m/s)
| TwN9VUndx |  | Undisturbed x-component wind velocity at Tw node 9 | local tower coordinate system | (m/s)
| TwN9VUndy |  | Undisturbed y-component wind velocity at Tw node 9 | local tower coordinate system | (m/s)
| TwN9VUndz |  | Undisturbed z-component wind velocity at Tw node 9 | local tower coordinate system | (m/s)
| TwN1STVx |  | Structural translational velocity x-component at Tw node 1 | local tower coordinate system | (m/s)
| TwN1STVy |  | Structural translational velocity y-component at Tw node 1 | local tower coordinate system | (m/s)
| TwN1STVz |  | Structural translational velocity z-component at Tw node 1 | local tower coordinate system | (m/s)
| TwN2STVx |  | Structural translational velocity x-component at Tw node 2 | local tower coordinate system | (m/s)
| TwN2STVy |  | Structural translational velocity y-component at Tw node 2 | local tower coordinate system | (m/s)
| TwN2STVz |  | Structural translational velocity z-component at Tw node 2 | local tower coordinate system | (m/s)
| TwN3STVx |  | Structural translational velocity x-component at Tw node 3 | local tower coordinate system | (m/s)
| TwN3STVy |  | Structural translational velocity y-component at Tw node 3 | local tower coordinate system | (m/s)
| TwN3STVz |  | Structural translational velocity z-component at Tw node 3 | local tower coordinate system | (m/s)
| TwN4STVx |  | Structural translational velocity x-component at Tw node 4 | local tower coordinate system | (m/s)
| TwN4STVy |  | Structural translational velocity y-component at Tw node 4 | local tower coordinate system | (m/s)
| TwN4STVz |  | Structural translational velocity z-component at Tw node 4 | local tower coordinate system | (m/s)
| TwN5STVx |  | Structural translational velocity x-component at Tw node 5 | local tower coordinate system | (m/s)
| TwN5STVy |  | Structural translational velocity y-component at Tw node 5 | local tower coordinate system | (m/s)
| TwN5STVz |  | Structural translational velocity z-component at Tw node 5 | local tower coordinate system | (m/s)
| TwN6STVx |  | Structural translational velocity x-component at Tw node 6 | local tower coordinate system | (m/s)
| TwN6STVy |  | Structural translational velocity y-component at Tw node 6 | local tower coordinate system | (m/s)
| TwN6STVz |  | Structural translational velocity z-component at Tw node 6 | local tower coordinate system | (m/s)
| TwN7STVx |  | Structural translational velocity x-component at Tw node 7 | local tower coordinate system | (m/s)
| TwN7STVy |  | Structural translational velocity y-component at Tw node 7 | local tower coordinate system | (m/s)
| TwN7STVz |  | Structural translational velocity z-component at Tw node 7 | local tower coordinate system | (m/s)
| TwN8STVx |  | Structural translational velocity x-component at Tw node 8 | local tower coordinate system | (m/s)
| TwN8STVy |  | Structural translational velocity y-component at Tw node 8 | local tower coordinate system | (m/s)
| TwN8STVz |  | Structural translational velocity z-component at Tw node 8 | local tower coordinate system | (m/s)
| TwN9STVx |  | Structural translational velocity x-component at Tw node 9 | local tower coordinate system | (m/s)
| TwN9STVy |  | Structural translational velocity y-component at Tw node 9 | local tower coordinate system | (m/s)
| TwN9STVz |  | Structural translational velocity z-component at Tw node 9 | local tower coordinate system | (m/s)
| TwN1Vrel |  | Relative wind speed at Tw node 1 |  | (m/s)
| TwN2Vrel |  | Relative wind speed at Tw node 2 |  | (m/s)
| TwN3Vrel |  | Relative wind speed at Tw node 3 |  | (m/s)
| TwN4Vrel |  | Relative wind speed at Tw node 4 |  | (m/s)
| TwN5Vrel |  | Relative wind speed at Tw node 5 |  | (m/s)
| TwN6Vrel |  | Relative wind speed at Tw node 6 |  | (m/s)
| TwN7Vrel |  | Relative wind speed at Tw node 7 |  | (m/s)
| TwN8Vrel |  | Relative wind speed at Tw node 8 |  | (m/s)
| TwN9Vrel |  | Relative wind speed at Tw node 9 |  | (m/s)
| TwN1DynP |  | Dynamic Pressure at Tw node 1 |  | (Pa)
| TwN2DynP |  | Dynamic Pressure at Tw node 2 |  | (Pa)
| TwN3DynP |  | Dynamic Pressure at Tw node 3 |  | (Pa)
| TwN4DynP |  | Dynamic Pressure at Tw node 4 |  | (Pa)
| TwN5DynP |  | Dynamic Pressure at Tw node 5 |  | (Pa)
| TwN6DynP |  | Dynamic Pressure at Tw node 6 |  | (Pa)
| TwN7DynP |  | Dynamic Pressure at Tw node 7 |  | (Pa)
| TwN8DynP |  | Dynamic Pressure at Tw node 8 |  | (Pa)
| TwN9DynP |  | Dynamic Pressure at Tw node 9 |  | (Pa)
| TwN1Re |  | Reynolds number (in millions) at Tw node 1 |  | (-)
| TwN2Re |  | Reynolds number (in millions) at Tw node 2 |  | (-)
| TwN3Re |  | Reynolds number (in millions) at Tw node 3 |  | (-)
| TwN4Re |  | Reynolds number (in millions) at Tw node 4 |  | (-)
| TwN5Re |  | Reynolds number (in millions) at Tw node 5 |  | (-)
| TwN6Re |  | Reynolds number (in millions) at Tw node 6 |  | (-)
| TwN7Re |  | Reynolds number (in millions) at Tw node 7 |  | (-)
| TwN8Re |  | Reynolds number (in millions) at Tw node 8 |  | (-)
| TwN9Re |  | Reynolds number (in millions) at Tw node 9 |  | (-)
| TwN1M |  | Mach number at Tw node 1 |  | (-)
| TwN2M |  | Mach number at Tw node 2 |  | (-)
| TwN3M |  | Mach number at Tw node 3 |  | (-)
| TwN4M |  | Mach number at Tw node 4 |  | (-)
| TwN5M |  | Mach number at Tw node 5 |  | (-)
| TwN6M |  | Mach number at Tw node 6 |  | (-)
| TwN7M |  | Mach number at Tw node 7 |  | (-)
| TwN8M |  | Mach number at Tw node 8 |  | (-)
| TwN9M |  | Mach number at Tw node 9 |  | (-)
| TwN1Fdx |  | x-component of drag force per unit length at Tw node 1 | local tower coordinate system | (N/m)
| TwN2Fdx |  | x-component of drag force per unit length at Tw node 2 | local tower coordinate system | (N/m)
| TwN3Fdx |  | x-component of drag force per unit length at Tw node 3 | local tower coordinate system | (N/m)
| TwN4Fdx |  | x-component of drag force per unit length at Tw node 4 | local tower coordinate system | (N/m)
| TwN5Fdx |  | x-component of drag force per unit length at Tw node 5 | local tower coordinate system | (N/m)
| TwN6Fdx |  | x-component of drag force per unit length at Tw node 6 | local tower coordinate system | (N/m)
| TwN7Fdx |  | x-component of drag force per unit length at Tw node 7 | local tower coordinate system | (N/m)
| TwN8Fdx |  | x-component of drag force per unit length at Tw node 8 | local tower coordinate system | (N/m)
| TwN9Fdx |  | x-component of drag force per unit length at Tw node 9 | local tower coordinate system | (N/m)
| TwN1Fdy |  | y-component of drag force per unit length at Tw node 1 | local tower coordinate system | (N/m)
| TwN2Fdy |  | y-component of drag force per unit length at Tw node 2 | local tower coordinate system | (N/m)
| TwN3Fdy |  | y-component of drag force per unit length at Tw node 3 | local tower coordinate system | (N/m)
| TwN4Fdy |  | y-component of drag force per unit length at Tw node 4 | local tower coordinate system | (N/m)
| TwN5Fdy |  | y-component of drag force per unit length at Tw node 5 | local tower coordinate system | (N/m)
| TwN6Fdy |  | y-component of drag force per unit length at Tw node 6 | local tower coordinate system | (N/m)
| TwN7Fdy |  | y-component of drag force per unit length at Tw node 7 | local tower coordinate system | (N/m)
| TwN8Fdy |  | y-component of drag force per unit length at Tw node 8 | local tower coordinate system | (N/m)
| TwN9Fdy |  | y-component of drag force per unit length at Tw node 9 | local tower coordinate system | (N/m)
| TwN1Fbx |  | x-component of buoyant force per unit length at Tw node 1 | local tower coordinate system | (N/m)
| TwN2Fbx |  | x-component of buoyant force per unit length at Tw node 2 | local tower coordinate system | (N/m)
| TwN3Fbx |  | x-component of buoyant force per unit length at Tw node 3 | local tower coordinate system | (N/m)
| TwN4Fbx |  | x-component of buoyant force per unit length at Tw node 4 | local tower coordinate system | (N/m)
| TwN5Fbx |  | x-component of buoyant force per unit length at Tw node 5 | local tower coordinate system | (N/m)
| TwN6Fbx |  | x-component of buoyant force per unit length at Tw node 6 | local tower coordinate system | (N/m)
| TwN7Fbx |  | x-component of buoyant force per unit length at Tw node 7 | local tower coordinate system | (N/m)
| TwN8Fbx |  | x-component of buoyant force per unit length at Tw node 8 | local tower coordinate system | (N/m)
| TwN9Fbx |  | x-component of buoyant force per unit length at Tw node 9 | local tower coordinate system | (N/m)
| TwN1Fby |  | y-component of buoyant force per unit length at Tw node 1 | local tower coordinate system | (N/m)
| TwN2Fby |  | y-component of buoyant force per unit length at Tw node 2 | local tower coordinate system | (N/m)
| TwN3Fby |  | y-component of buoyant force per unit length at Tw node 3 | local tower coordinate system | (N/m)
| TwN4Fby |  | y-component of buoyant force per unit length at Tw node 4 | local tower coordinate system | (N/m)
| TwN5Fby |  | y-component of buoyant force per unit length at Tw node 5 | local tower coordinate system | (N/m)
| TwN6Fby |  | y-component of buoyant force per unit length at Tw node 6 | local tower coordinate system | (N/m)
| TwN7Fby |  | y-component of buoyant force per unit length at Tw node 7 | local tower coordinate system | (N/m)
| TwN8Fby |  | y-component of buoyant force per unit length at Tw node 8 | local tower coordinate system | (N/m)
| TwN9Fby |  | y-component of buoyant force per unit length at Tw node 9 | local tower coordinate system | (N/m)
| TwN1Fbz |  | z-component of buoyant force per unit length at Tw node 1 | local tower coordinate system | (N/m)
| TwN2Fbz |  | z-component of buoyant force per unit length at Tw node 2 | local tower coordinate system | (N/m)
| TwN3Fbz |  | z-component of buoyant force per unit length at Tw node 3 | local tower coordinate system | (N/m)
| TwN4Fbz |  | z-component of buoyant force per unit length at Tw node 4 | local tower coordinate system | (N/m)
| TwN5Fbz |  | z-component of buoyant force per unit length at Tw node 5 | local tower coordinate system | (N/m)
| TwN6Fbz |  | z-component of buoyant force per unit length at Tw node 6 | local tower coordinate system | (N/m)
| TwN7Fbz |  | z-component of buoyant force per unit length at Tw node 7 | local tower coordinate system | (N/m)
| TwN8Fbz |  | z-component of buoyant force per unit length at Tw node 8 | local tower coordinate system | (N/m)
| TwN9Fbz |  | z-component of buoyant force per unit length at Tw node 9 | local tower coordinate system | (N/m)
| TwN1Mbx |  | x-component of buoyant moment per unit length at Tw node 1 | local tower coordinate system | (N-m/m)
| TwN2Mbx |  | x-component of buoyant moment per unit length at Tw node 2 | local tower coordinate system | (N-m/m)
| TwN3Mbx |  | x-component of buoyant moment per unit length at Tw node 3 | local tower coordinate system | (N-m/m)
| TwN4Mbx |  | x-component of buoyant moment per unit length at Tw node 4 | local tower coordinate system | (N-m/m)
| TwN5Mbx |  | x-component of buoyant moment per unit length at Tw node 5 | local tower coordinate system | (N-m/m)
| TwN6Mbx |  | x-component of buoyant moment per unit length at Tw node 6 | local tower coordinate system | (N-m/m)
| TwN7Mbx |  | x-component of buoyant moment per unit length at Tw node 7 | local tower coordinate system | (N-m/m)
| TwN8Mbx |  | x-component of buoyant moment per unit length at Tw node 8 | local tower coordinate system | (N-m/m)
| TwN9Mbx |  | x-component of buoyant moment per unit length at Tw node 9 | local tower coordinate system | (N-m/m)
| TwN1Mby |  | y-component of buoyant moment per unit length at Tw node 1 | local tower coordinate system | (N-m/m)
| TwN2Mby |  | y-component of buoyant moment per unit length at Tw node 2 | local tower coordinate system | (N-m/m)
| TwN3Mby |  | y-component of buoyant moment per unit length at Tw node 3 | local tower coordinate system | (N-m/m)
| TwN4Mby |  | y-component of buoyant moment per unit length at Tw node 4 | local tower coordinate system | (N-m/m)
| TwN5Mby |  | y-component of buoyant moment per unit length at Tw node 5 | local tower coordinate system | (N-m/m)
| TwN6Mby |  | y-component of buoyant moment per unit length at Tw node 6 | local tower coordinate system | (N-m/m)
| TwN7Mby |  | y-component of buoyant moment per unit length at Tw node 7 | local tower coordinate system | (N-m/m)
| TwN8Mby |  | y-component of buoyant moment per unit length at Tw node 8 | local tower coordinate system | (N-m/m)
| TwN9Mby |  | y-component of buoyant moment per unit length at Tw node 9 | local tower coordinate system | (N-m/m)
| TwN1Mbz |  | z-component of buoyant moment per unit length at Tw node 1 | local tower coordinate system | (N-m/m)
| TwN2Mbz |  | z-component of buoyant moment per unit length at Tw node 2 | local tower coordinate system | (N-m/m)
| TwN3Mbz |  | z-component of buoyant moment per unit length at Tw node 3 | local tower coordinate system | (N-m/m)
| TwN4Mbz |  | z-component of buoyant moment per unit length at Tw node 4 | local tower coordinate system | (N-m/m)
| TwN5Mbz |  | z-component of buoyant moment per unit length at Tw node 5 | local tower coordinate system | (N-m/m)
| TwN6Mbz |  | z-component of buoyant moment per unit length at Tw node 6 | local tower coordinate system | (N-m/m)
| TwN7Mbz |  | z-component of buoyant moment per unit length at Tw node 7 | local tower coordinate system | (N-m/m)
| TwN8Mbz |  | z-component of buoyant moment per unit length at Tw node 8 | local tower coordinate system | (N-m/m)
| TwN9Mbz |  | z-component of buoyant moment per unit length at Tw node 9 | local tower coordinate system | (N-m/m)
Blade
| B1Azimuth |  | Azimuth angle of blade 1 |  | (deg)
| B2Azimuth |  | Azimuth angle of blade 2 |  | (deg)
| B3Azimuth |  | Azimuth angle of blade 3 |  | (deg)
| B1Pitch |  | Pitch angle of blade 1 |  | (deg)
| B2Pitch |  | Pitch angle of blade 2 |  | (deg)
| B3Pitch |  | Pitch angle of blade 3 |  | (deg)
| B1FldFx |  | Total blade aerodynamic/hydrodynamic load for blade 1 (force in x-direction) | blade root coordinate system | (N)
| B1FldFy |  | Total blade aerodynamic/hydrodynamic load for blade 1 (force in y-direction) | blade root coordinate system | (N)
| B1FldFz |  | Total blade aerodynamic/hydrodynamic load for blade 1 (force in z-direction) | blade root coordinate system | (N)
| B1FldMx |  | Total blade aerodynamic/hydrodynamic load for blade 1 (moment in x-direction) | blade root coordinate system | (N-m)
| B1FldMy |  | Total blade aerodynamic/hydrodynamic load for blade 1 (moment in y-direction) | blade root coordinate system | (N-m)
| B1FldMz |  | Total blade aerodynamic/hydrodynamic load for blade 1 (moment in z-direction) | blade root coordinate system | (N-m)
| B1FldPwr |  | Total aerodynamic/hydrodynamic power from blade 1 |  | (W)
| B2FldFx |  | Total blade aerodynamic/hydrodynamic load for blade 2 (force in x-direction) | blade root coordinate system | (N)
| B2FldFy |  | Total blade aerodynamic/hydrodynamic load for blade 2 (force in y-direction) | blade root coordinate system | (N)
| B2FldFz |  | Total blade aerodynamic/hydrodynamic load for blade 2 (force in z-direction) | blade root coordinate system | (N)
| B2FldMx |  | Total blade aerodynamic/hydrodynamic load for blade 2 (moment in x-direction) | blade root coordinate system | (N-m)
| B2FldMy |  | Total blade aerodynamic/hydrodynamic load for blade 2 (moment in y-direction) | blade root coordinate system | (N-m)
| B2FldMz |  | Total blade aerodynamic/hydrodynamic load for blade 2 (moment in z-direction) | blade root coordinate system | (N-m)
| B2FldPwr |  | Total aerodynamic/hydrodynamic power from blade 2 |  | (W)
| B3FldFx |  | Total blade aerodynamic/hydrodynamic load for blade 3 (force in x-direction) | blade root coordinate system | (N)
| B3FldFy |  | Total blade aerodynamic/hydrodynamic load for blade 3 (force in y-direction) | blade root coordinate system | (N)
| B3FldFz |  | Total blade aerodynamic/hydrodynamic load for blade 3 (force in z-direction) | blade root coordinate system | (N)
| B3FldMx |  | Total blade aerodynamic/hydrodynamic load for blade 3 (moment in x-direction) | blade root coordinate system | (N-m)
| B3FldMy |  | Total blade aerodynamic/hydrodynamic load for blade 3 (moment in y-direction) | blade root coordinate system | (N-m)
| B3FldMz |  | Total blade aerodynamic/hydrodynamic load for blade 3 (moment in z-direction) | blade root coordinate system | (N-m)
| B3FldPwr |  | Total aerodynamic/hydrodynamic power from blade 3 |  | (W)
| B4FldFx |  | Total blade aerodynamic/hydrodynamic load for blade 4 (force in x-direction) | blade root coordinate system | (N)
| B4FldFy |  | Total blade aerodynamic/hydrodynamic load for blade 4 (force in y-direction) | blade root coordinate system | (N)
| B4FldFz |  | Total blade aerodynamic/hydrodynamic load for blade 4 (force in z-direction) | blade root coordinate system | (N)
| B4FldMx |  | Total blade aerodynamic/hydrodynamic load for blade 4 (moment in x-direction) | blade root coordinate system | (N-m)
| B4FldMy |  | Total blade aerodynamic/hydrodynamic load for blade 4 (moment in y-direction) | blade root coordinate system | (N-m)
| B4FldMz |  | Total blade aerodynamic/hydrodynamic load for blade 4 (moment in z-direction) | blade root coordinate system | (N-m)
| B4FldPwr |  | Total aerodynamic/hydrodynamic power from blade 4 |  | (W)
| B1FldFxg |  | Total blade aerodynamic/hydrodynamic load for blade 1 (force in x-direction) | global coordinate system | (N)
| B1FldFyg |  | Total blade aerodynamic/hydrodynamic load for blade 1 (force in y-direction) | global coordinate system | (N)
| B1FldFzg |  | Total blade aerodynamic/hydrodynamic load for blade 1 (force in z-direction) | global coordinate system | (N)
| B1FldMxg |  | Total blade aerodynamic/hydrodynamic load for blade 1 (moment in x-direction) | global coordinate system | (N-m)
| B1FldMyg |  | Total blade aerodynamic/hydrodynamic load for blade 1 (moment in y-direction) | global coordinate system | (N-m)
| B1FldMzg |  | Total blade aerodynamic/hydrodynamic load for blade 1 (moment in z-direction) | global coordinate system | (N-m)
| B2FldFxg |  | Total blade aerodynamic/hydrodynamic load for blade 2 (force in x-direction) | global coordinate system | (N)
| B2FldFyg |  | Total blade aerodynamic/hydrodynamic load for blade 2 (force in y-direction) | global coordinate system | (N)
| B2FldFzg |  | Total blade aerodynamic/hydrodynamic load for blade 2 (force in z-direction) | global coordinate system | (N)
| B2FldMxg |  | Total blade aerodynamic/hydrodynamic load for blade 2 (moment in x-direction) | global coordinate system | (N-m)
| B2FldMyg |  | Total blade aerodynamic/hydrodynamic load for blade 2 (moment in y-direction) | global coordinate system | (N-m)
| B2FldMzg |  | Total blade aerodynamic/hydrodynamic load for blade 2 (moment in z-direction) | global coordinate system | (N-m)
| B3FldFxg |  | Total blade aerodynamic/hydrodynamic load for blade 3 (force in x-direction) | global coordinate system | (N)
| B3FldFyg |  | Total blade aerodynamic/hydrodynamic load for blade 3 (force in y-direction) | global coordinate system | (N)
| B3FldFzg |  | Total blade aerodynamic/hydrodynamic load for blade 3 (force in z-direction) | global coordinate system | (N)
| B3FldMxg |  | Total blade aerodynamic/hydrodynamic load for blade 3 (moment in x-direction) | global coordinate system | (N-m)
| B3FldMyg |  | Total blade aerodynamic/hydrodynamic load for blade 3 (moment in y-direction) | global coordinate system | (N-m)
| B3FldMzg |  | Total blade aerodynamic/hydrodynamic load for blade 3 (moment in z-direction) | global coordinate system | (N-m)
| B4FldFxg |  | Total blade aerodynamic/hydrodynamic load for blade 4 (force in x-direction) | global coordinate system | (N)
| B4FldFyg |  | Total blade aerodynamic/hydrodynamic load for blade 4 (force in y-direction) | global coordinate system | (N)
| B4FldFzg |  | Total blade aerodynamic/hydrodynamic load for blade 4 (force in z-direction) | global coordinate system | (N)
| B4FldMxg |  | Total blade aerodynamic/hydrodynamic load for blade 4 (moment in x-direction) | global coordinate system | (N-m)
| B4FldMyg |  | Total blade aerodynamic/hydrodynamic load for blade 4 (moment in y-direction) | global coordinate system | (N-m)
| B4FldMzg |  | Total blade aerodynamic/hydrodynamic load for blade 4 (moment in z-direction) | global coordinate system | (N-m)
Blade Nodal outputs
| B1N1VUndx |  | x-component of undisturbed wind velocity at Blade 1, Node 1 | local blade coordinate system | (m/s)
| B1N2VUndx |  | x-component of undisturbed wind velocity at Blade 1, Node 2 | local blade coordinate system | (m/s)
| B1N3VUndx |  | x-component of undisturbed wind velocity at Blade 1, Node 3 | local blade coordinate system | (m/s)
| B1N4VUndx |  | x-component of undisturbed wind velocity at Blade 1, Node 4 | local blade coordinate system | (m/s)
| B1N5VUndx |  | x-component of undisturbed wind velocity at Blade 1, Node 5 | local blade coordinate system | (m/s)
| B1N6VUndx |  | x-component of undisturbed wind velocity at Blade 1, Node 6 | local blade coordinate system | (m/s)
| B1N7VUndx |  | x-component of undisturbed wind velocity at Blade 1, Node 7 | local blade coordinate system | (m/s)
| B1N8VUndx |  | x-component of undisturbed wind velocity at Blade 1, Node 8 | local blade coordinate system | (m/s)
| B1N9VUndx |  | x-component of undisturbed wind velocity at Blade 1, Node 9 | local blade coordinate system | (m/s)
| B1N1VUndy |  | y-component of undisturbed wind velocity at Blade 1, Node 1 | local blade coordinate system | (m/s)
| B1N2VUndy |  | y-component of undisturbed wind velocity at Blade 1, Node 2 | local blade coordinate system | (m/s)
| B1N3VUndy |  | y-component of undisturbed wind velocity at Blade 1, Node 3 | local blade coordinate system | (m/s)
| B1N4VUndy |  | y-component of undisturbed wind velocity at Blade 1, Node 4 | local blade coordinate system | (m/s)
| B1N5VUndy |  | y-component of undisturbed wind velocity at Blade 1, Node 5 | local blade coordinate system | (m/s)
| B1N6VUndy |  | y-component of undisturbed wind velocity at Blade 1, Node 6 | local blade coordinate system | (m/s)
| B1N7VUndy |  | y-component of undisturbed wind velocity at Blade 1, Node 7 | local blade coordinate system | (m/s)
| B1N8VUndy |  | y-component of undisturbed wind velocity at Blade 1, Node 8 | local blade coordinate system | (m/s)
| B1N9VUndy |  | y-component of undisturbed wind velocity at Blade 1, Node 9 | local blade coordinate system | (m/s)
| B1N1VUndz |  | z-component of undisturbed wind velocity at Blade 1, Node 1 | local blade coordinate system | (m/s)
| B1N2VUndz |  | z-component of undisturbed wind velocity at Blade 1, Node 2 | local blade coordinate system | (m/s)
| B1N3VUndz |  | z-component of undisturbed wind velocity at Blade 1, Node 3 | local blade coordinate system | (m/s)
| B1N4VUndz |  | z-component of undisturbed wind velocity at Blade 1, Node 4 | local blade coordinate system | (m/s)
| B1N5VUndz |  | z-component of undisturbed wind velocity at Blade 1, Node 5 | local blade coordinate system | (m/s)
| B1N6VUndz |  | z-component of undisturbed wind velocity at Blade 1, Node 6 | local blade coordinate system | (m/s)
| B1N7VUndz |  | z-component of undisturbed wind velocity at Blade 1, Node 7 | local blade coordinate system | (m/s)
| B1N8VUndz |  | z-component of undisturbed wind velocity at Blade 1, Node 8 | local blade coordinate system | (m/s)
| B1N9VUndz |  | z-component of undisturbed wind velocity at Blade 1, Node 9 | local blade coordinate system | (m/s)
| B2N1VUndx |  | x-component of undisturbed wind velocity at Blade 2, Node 1 | local blade coordinate system | (m/s)
| B2N2VUndx |  | x-component of undisturbed wind velocity at Blade 2, Node 2 | local blade coordinate system | (m/s)
| B2N3VUndx |  | x-component of undisturbed wind velocity at Blade 2, Node 3 | local blade coordinate system | (m/s)
| B2N4VUndx |  | x-component of undisturbed wind velocity at Blade 2, Node 4 | local blade coordinate system | (m/s)
| B2N5VUndx |  | x-component of undisturbed wind velocity at Blade 2, Node 5 | local blade coordinate system | (m/s)
| B2N6VUndx |  | x-component of undisturbed wind velocity at Blade 2, Node 6 | local blade coordinate system | (m/s)
| B2N7VUndx |  | x-component of undisturbed wind velocity at Blade 2, Node 7 | local blade coordinate system | (m/s)
| B2N8VUndx |  | x-component of undisturbed wind velocity at Blade 2, Node 8 | local blade coordinate system | (m/s)
| B2N9VUndx |  | x-component of undisturbed wind velocity at Blade 2, Node 9 | local blade coordinate system | (m/s)
| B2N1VUndy |  | y-component of undisturbed wind velocity at Blade 2, Node 1 | local blade coordinate system | (m/s)
| B2N2VUndy |  | y-component of undisturbed wind velocity at Blade 2, Node 2 | local blade coordinate system | (m/s)
| B2N3VUndy |  | y-component of undisturbed wind velocity at Blade 2, Node 3 | local blade coordinate system | (m/s)
| B2N4VUndy |  | y-component of undisturbed wind velocity at Blade 2, Node 4 | local blade coordinate system | (m/s)
| B2N5VUndy |  | y-component of undisturbed wind velocity at Blade 2, Node 5 | local blade coordinate system | (m/s)
| B2N6VUndy |  | y-component of undisturbed wind velocity at Blade 2, Node 6 | local blade coordinate system | (m/s)
| B2N7VUndy |  | y-component of undisturbed wind velocity at Blade 2, Node 7 | local blade coordinate system | (m/s)
| B2N8VUndy |  | y-component of undisturbed wind velocity at Blade 2, Node 8 | local blade coordinate system | (m/s)
| B2N9VUndy |  | y-component of undisturbed wind velocity at Blade 2, Node 9 | local blade coordinate system | (m/s)
| B2N1VUndz |  | z-component of undisturbed wind velocity at Blade 2, Node 1 | local blade coordinate system | (m/s)
| B2N2VUndz |  | z-component of undisturbed wind velocity at Blade 2, Node 2 | local blade coordinate system | (m/s)
| B2N3VUndz |  | z-component of undisturbed wind velocity at Blade 2, Node 3 | local blade coordinate system | (m/s)
| B2N4VUndz |  | z-component of undisturbed wind velocity at Blade 2, Node 4 | local blade coordinate system | (m/s)
| B2N5VUndz |  | z-component of undisturbed wind velocity at Blade 2, Node 5 | local blade coordinate system | (m/s)
| B2N6VUndz |  | z-component of undisturbed wind velocity at Blade 2, Node 6 | local blade coordinate system | (m/s)
| B2N7VUndz |  | z-component of undisturbed wind velocity at Blade 2, Node 7 | local blade coordinate system | (m/s)
| B2N8VUndz |  | z-component of undisturbed wind velocity at Blade 2, Node 8 | local blade coordinate system | (m/s)
| B2N9VUndz |  | z-component of undisturbed wind velocity at Blade 2, Node 9 | local blade coordinate system | (m/s)
| B3N1VUndx |  | x-component of undisturbed wind velocity at Blade 3, Node 1 | local blade coordinate system | (m/s)
| B3N2VUndx |  | x-component of undisturbed wind velocity at Blade 3, Node 2 | local blade coordinate system | (m/s)
| B3N3VUndx |  | x-component of undisturbed wind velocity at Blade 3, Node 3 | local blade coordinate system | (m/s)
| B3N4VUndx |  | x-component of undisturbed wind velocity at Blade 3, Node 4 | local blade coordinate system | (m/s)
| B3N5VUndx |  | x-component of undisturbed wind velocity at Blade 3, Node 5 | local blade coordinate system | (m/s)
| B3N6VUndx |  | x-component of undisturbed wind velocity at Blade 3, Node 6 | local blade coordinate system | (m/s)
| B3N7VUndx |  | x-component of undisturbed wind velocity at Blade 3, Node 7 | local blade coordinate system | (m/s)
| B3N8VUndx |  | x-component of undisturbed wind velocity at Blade 3, Node 8 | local blade coordinate system | (m/s)
| B3N9VUndx |  | x-component of undisturbed wind velocity at Blade 3, Node 9 | local blade coordinate system | (m/s)
| B3N1VUndy |  | y-component of undisturbed wind velocity at Blade 3, Node 1 | local blade coordinate system | (m/s)
| B3N2VUndy |  | y-component of undisturbed wind velocity at Blade 3, Node 2 | local blade coordinate system | (m/s)
| B3N3VUndy |  | y-component of undisturbed wind velocity at Blade 3, Node 3 | local blade coordinate system | (m/s)
| B3N4VUndy |  | y-component of undisturbed wind velocity at Blade 3, Node 4 | local blade coordinate system | (m/s)
| B3N5VUndy |  | y-component of undisturbed wind velocity at Blade 3, Node 5 | local blade coordinate system | (m/s)
| B3N6VUndy |  | y-component of undisturbed wind velocity at Blade 3, Node 6 | local blade coordinate system | (m/s)
| B3N7VUndy |  | y-component of undisturbed wind velocity at Blade 3, Node 7 | local blade coordinate system | (m/s)
| B3N8VUndy |  | y-component of undisturbed wind velocity at Blade 3, Node 8 | local blade coordinate system | (m/s)
| B3N9VUndy |  | y-component of undisturbed wind velocity at Blade 3, Node 9 | local blade coordinate system | (m/s)
| B3N1VUndz |  | z-component of undisturbed wind velocity at Blade 3, Node 1 | local blade coordinate system | (m/s)
| B3N2VUndz |  | z-component of undisturbed wind velocity at Blade 3, Node 2 | local blade coordinate system | (m/s)
| B3N3VUndz |  | z-component of undisturbed wind velocity at Blade 3, Node 3 | local blade coordinate system | (m/s)
| B3N4VUndz |  | z-component of undisturbed wind velocity at Blade 3, Node 4 | local blade coordinate system | (m/s)
| B3N5VUndz |  | z-component of undisturbed wind velocity at Blade 3, Node 5 | local blade coordinate system | (m/s)
| B3N6VUndz |  | z-component of undisturbed wind velocity at Blade 3, Node 6 | local blade coordinate system | (m/s)
| B3N7VUndz |  | z-component of undisturbed wind velocity at Blade 3, Node 7 | local blade coordinate system | (m/s)
| B3N8VUndz |  | z-component of undisturbed wind velocity at Blade 3, Node 8 | local blade coordinate system | (m/s)
| B3N9VUndz |  | z-component of undisturbed wind velocity at Blade 3, Node 9 | local blade coordinate system | (m/s)
| B1N1VDisx |  | x-component of disturbed wind velocity at Blade 1, Node 1 | local blade coordinate system | (m/s)
| B1N2VDisx |  | x-component of disturbed wind velocity at Blade 1, Node 2 | local blade coordinate system | (m/s)
| B1N3VDisx |  | x-component of disturbed wind velocity at Blade 1, Node 3 | local blade coordinate system | (m/s)
| B1N4VDisx |  | x-component of disturbed wind velocity at Blade 1, Node 4 | local blade coordinate system | (m/s)
| B1N5VDisx |  | x-component of disturbed wind velocity at Blade 1, Node 5 | local blade coordinate system | (m/s)
| B1N6VDisx |  | x-component of disturbed wind velocity at Blade 1, Node 6 | local blade coordinate system | (m/s)
| B1N7VDisx |  | x-component of disturbed wind velocity at Blade 1, Node 7 | local blade coordinate system | (m/s)
| B1N8VDisx |  | x-component of disturbed wind velocity at Blade 1, Node 8 | local blade coordinate system | (m/s)
| B1N9VDisx |  | x-component of disturbed wind velocity at Blade 1, Node 9 | local blade coordinate system | (m/s)
| B1N1VDisy |  | y-component of disturbed wind velocity at Blade 1, Node 1 | local blade coordinate system | (m/s)
| B1N2VDisy |  | y-component of disturbed wind velocity at Blade 1, Node 2 | local blade coordinate system | (m/s)
| B1N3VDisy |  | y-component of disturbed wind velocity at Blade 1, Node 3 | local blade coordinate system | (m/s)
| B1N4VDisy |  | y-component of disturbed wind velocity at Blade 1, Node 4 | local blade coordinate system | (m/s)
| B1N5VDisy |  | y-component of disturbed wind velocity at Blade 1, Node 5 | local blade coordinate system | (m/s)
| B1N6VDisy |  | y-component of disturbed wind velocity at Blade 1, Node 6 | local blade coordinate system | (m/s)
| B1N7VDisy |  | y-component of disturbed wind velocity at Blade 1, Node 7 | local blade coordinate system | (m/s)
| B1N8VDisy |  | y-component of disturbed wind velocity at Blade 1, Node 8 | local blade coordinate system | (m/s)
| B1N9VDisy |  | y-component of disturbed wind velocity at Blade 1, Node 9 | local blade coordinate system | (m/s)
| B1N1VDisz |  | z-component of disturbed wind velocity at Blade 1, Node 1 | local blade coordinate system | (m/s)
| B1N2VDisz |  | z-component of disturbed wind velocity at Blade 1, Node 2 | local blade coordinate system | (m/s)
| B1N3VDisz |  | z-component of disturbed wind velocity at Blade 1, Node 3 | local blade coordinate system | (m/s)
| B1N4VDisz |  | z-component of disturbed wind velocity at Blade 1, Node 4 | local blade coordinate system | (m/s)
| B1N5VDisz |  | z-component of disturbed wind velocity at Blade 1, Node 5 | local blade coordinate system | (m/s)
| B1N6VDisz |  | z-component of disturbed wind velocity at Blade 1, Node 6 | local blade coordinate system | (m/s)
| B1N7VDisz |  | z-component of disturbed wind velocity at Blade 1, Node 7 | local blade coordinate system | (m/s)
| B1N8VDisz |  | z-component of disturbed wind velocity at Blade 1, Node 8 | local blade coordinate system | (m/s)
| B1N9VDisz |  | z-component of disturbed wind velocity at Blade 1, Node 9 | local blade coordinate system | (m/s)
| B2N1VDisx |  | x-component of disturbed wind velocity at Blade 2, Node 1 | local blade coordinate system | (m/s)
| B2N2VDisx |  | x-component of disturbed wind velocity at Blade 2, Node 2 | local blade coordinate system | (m/s)
| B2N3VDisx |  | x-component of disturbed wind velocity at Blade 2, Node 3 | local blade coordinate system | (m/s)
| B2N4VDisx |  | x-component of disturbed wind velocity at Blade 2, Node 4 | local blade coordinate system | (m/s)
| B2N5VDisx |  | x-component of disturbed wind velocity at Blade 2, Node 5 | local blade coordinate system | (m/s)
| B2N6VDisx |  | x-component of disturbed wind velocity at Blade 2, Node 6 | local blade coordinate system | (m/s)
| B2N7VDisx |  | x-component of disturbed wind velocity at Blade 2, Node 7 | local blade coordinate system | (m/s)
| B2N8VDisx |  | x-component of disturbed wind velocity at Blade 2, Node 8 | local blade coordinate system | (m/s)
| B2N9VDisx |  | x-component of disturbed wind velocity at Blade 2, Node 9 | local blade coordinate system | (m/s)
| B2N1VDisy |  | y-component of disturbed wind velocity at Blade 2, Node 1 | local blade coordinate system | (m/s)
| B2N2VDisy |  | y-component of disturbed wind velocity at Blade 2, Node 2 | local blade coordinate system | (m/s)
| B2N3VDisy |  | y-component of disturbed wind velocity at Blade 2, Node 3 | local blade coordinate system | (m/s)
| B2N4VDisy |  | y-component of disturbed wind velocity at Blade 2, Node 4 | local blade coordinate system | (m/s)
| B2N5VDisy |  | y-component of disturbed wind velocity at Blade 2, Node 5 | local blade coordinate system | (m/s)
| B2N6VDisy |  | y-component of disturbed wind velocity at Blade 2, Node 6 | local blade coordinate system | (m/s)
| B2N7VDisy |  | y-component of disturbed wind velocity at Blade 2, Node 7 | local blade coordinate system | (m/s)
| B2N8VDisy |  | y-component of disturbed wind velocity at Blade 2, Node 8 | local blade coordinate system | (m/s)
| B2N9VDisy |  | y-component of disturbed wind velocity at Blade 2, Node 9 | local blade coordinate system | (m/s)
| B2N1VDisz |  | z-component of disturbed wind velocity at Blade 2, Node 1 | local blade coordinate system | (m/s)
| B2N2VDisz |  | z-component of disturbed wind velocity at Blade 2, Node 2 | local blade coordinate system | (m/s)
| B2N3VDisz |  | z-component of disturbed wind velocity at Blade 2, Node 3 | local blade coordinate system | (m/s)
| B2N4VDisz |  | z-component of disturbed wind velocity at Blade 2, Node 4 | local blade coordinate system | (m/s)
| B2N5VDisz |  | z-component of disturbed wind velocity at Blade 2, Node 5 | local blade coordinate system | (m/s)
| B2N6VDisz |  | z-component of disturbed wind velocity at Blade 2, Node 6 | local blade coordinate system | (m/s)
| B2N7VDisz |  | z-component of disturbed wind velocity at Blade 2, Node 7 | local blade coordinate system | (m/s)
| B2N8VDisz |  | z-component of disturbed wind velocity at Blade 2, Node 8 | local blade coordinate system | (m/s)
| B2N9VDisz |  | z-component of disturbed wind velocity at Blade 2, Node 9 | local blade coordinate system | (m/s)
| B3N1VDisx |  | x-component of disturbed wind velocity at Blade 3, Node 1 | local blade coordinate system | (m/s)
| B3N2VDisx |  | x-component of disturbed wind velocity at Blade 3, Node 2 | local blade coordinate system | (m/s)
| B3N3VDisx |  | x-component of disturbed wind velocity at Blade 3, Node 3 | local blade coordinate system | (m/s)
| B3N4VDisx |  | x-component of disturbed wind velocity at Blade 3, Node 4 | local blade coordinate system | (m/s)
| B3N5VDisx |  | x-component of disturbed wind velocity at Blade 3, Node 5 | local blade coordinate system | (m/s)
| B3N6VDisx |  | x-component of disturbed wind velocity at Blade 3, Node 6 | local blade coordinate system | (m/s)
| B3N7VDisx |  | x-component of disturbed wind velocity at Blade 3, Node 7 | local blade coordinate system | (m/s)
| B3N8VDisx |  | x-component of disturbed wind velocity at Blade 3, Node 8 | local blade coordinate system | (m/s)
| B3N9VDisx |  | x-component of disturbed wind velocity at Blade 3, Node 9 | local blade coordinate system | (m/s)
| B3N1VDisy |  | y-component of disturbed wind velocity at Blade 3, Node 1 | local blade coordinate system | (m/s)
| B3N2VDisy |  | y-component of disturbed wind velocity at Blade 3, Node 2 | local blade coordinate system | (m/s)
| B3N3VDisy |  | y-component of disturbed wind velocity at Blade 3, Node 3 | local blade coordinate system | (m/s)
| B3N4VDisy |  | y-component of disturbed wind velocity at Blade 3, Node 4 | local blade coordinate system | (m/s)
| B3N5VDisy |  | y-component of disturbed wind velocity at Blade 3, Node 5 | local blade coordinate system | (m/s)
| B3N6VDisy |  | y-component of disturbed wind velocity at Blade 3, Node 6 | local blade coordinate system | (m/s)
| B3N7VDisy |  | y-component of disturbed wind velocity at Blade 3, Node 7 | local blade coordinate system | (m/s)
| B3N8VDisy |  | y-component of disturbed wind velocity at Blade 3, Node 8 | local blade coordinate system | (m/s)
| B3N9VDisy |  | y-component of disturbed wind velocity at Blade 3, Node 9 | local blade coordinate system | (m/s)
| B3N1VDisz |  | z-component of disturbed wind velocity at Blade 3, Node 1 | local blade coordinate system | (m/s)
| B3N2VDisz |  | z-component of disturbed wind velocity at Blade 3, Node 2 | local blade coordinate system | (m/s)
| B3N3VDisz |  | z-component of disturbed wind velocity at Blade 3, Node 3 | local blade coordinate system | (m/s)
| B3N4VDisz |  | z-component of disturbed wind velocity at Blade 3, Node 4 | local blade coordinate system | (m/s)
| B3N5VDisz |  | z-component of disturbed wind velocity at Blade 3, Node 5 | local blade coordinate system | (m/s)
| B3N6VDisz |  | z-component of disturbed wind velocity at Blade 3, Node 6 | local blade coordinate system | (m/s)
| B3N7VDisz |  | z-component of disturbed wind velocity at Blade 3, Node 7 | local blade coordinate system | (m/s)
| B3N8VDisz |  | z-component of disturbed wind velocity at Blade 3, Node 8 | local blade coordinate system | (m/s)
| B3N9VDisz |  | z-component of disturbed wind velocity at Blade 3, Node 9 | local blade coordinate system | (m/s)
| B1N1STVx |  | x-component of structural translational velocity at Blade 1, Node 1 | local blade coordinate system | (m/s)
| B1N2STVx |  | x-component of structural translational velocity at Blade 1, Node 2 | local blade coordinate system | (m/s)
| B1N3STVx |  | x-component of structural translational velocity at Blade 1, Node 3 | local blade coordinate system | (m/s)
| B1N4STVx |  | x-component of structural translational velocity at Blade 1, Node 4 | local blade coordinate system | (m/s)
| B1N5STVx |  | x-component of structural translational velocity at Blade 1, Node 5 | local blade coordinate system | (m/s)
| B1N6STVx |  | x-component of structural translational velocity at Blade 1, Node 6 | local blade coordinate system | (m/s)
| B1N7STVx |  | x-component of structural translational velocity at Blade 1, Node 7 | local blade coordinate system | (m/s)
| B1N8STVx |  | x-component of structural translational velocity at Blade 1, Node 8 | local blade coordinate system | (m/s)
| B1N9STVx |  | x-component of structural translational velocity at Blade 1, Node 9 | local blade coordinate system | (m/s)
| B1N1STVy |  | y-component of structural translational velocity at Blade 1, Node 1 | local blade coordinate system | (m/s)
| B1N2STVy |  | y-component of structural translational velocity at Blade 1, Node 2 | local blade coordinate system | (m/s)
| B1N3STVy |  | y-component of structural translational velocity at Blade 1, Node 3 | local blade coordinate system | (m/s)
| B1N4STVy |  | y-component of structural translational velocity at Blade 1, Node 4 | local blade coordinate system | (m/s)
| B1N5STVy |  | y-component of structural translational velocity at Blade 1, Node 5 | local blade coordinate system | (m/s)
| B1N6STVy |  | y-component of structural translational velocity at Blade 1, Node 6 | local blade coordinate system | (m/s)
| B1N7STVy |  | y-component of structural translational velocity at Blade 1, Node 7 | local blade coordinate system | (m/s)
| B1N8STVy |  | y-component of structural translational velocity at Blade 1, Node 8 | local blade coordinate system | (m/s)
| B1N9STVy |  | y-component of structural translational velocity at Blade 1, Node 9 | local blade coordinate system | (m/s)
| B1N1STVz |  | z-component of structural translational velocity at Blade 1, Node 1 | local blade coordinate system | (m/s)
| B1N2STVz |  | z-component of structural translational velocity at Blade 1, Node 2 | local blade coordinate system | (m/s)
| B1N3STVz |  | z-component of structural translational velocity at Blade 1, Node 3 | local blade coordinate system | (m/s)
| B1N4STVz |  | z-component of structural translational velocity at Blade 1, Node 4 | local blade coordinate system | (m/s)
| B1N5STVz |  | z-component of structural translational velocity at Blade 1, Node 5 | local blade coordinate system | (m/s)
| B1N6STVz |  | z-component of structural translational velocity at Blade 1, Node 6 | local blade coordinate system | (m/s)
| B1N7STVz |  | z-component of structural translational velocity at Blade 1, Node 7 | local blade coordinate system | (m/s)
| B1N8STVz |  | z-component of structural translational velocity at Blade 1, Node 8 | local blade coordinate system | (m/s)
| B1N9STVz |  | z-component of structural translational velocity at Blade 1, Node 9 | local blade coordinate system | (m/s)
| B2N1STVx |  | x-component of structural translational velocity at Blade 2, Node 1 | local blade coordinate system | (m/s)
| B2N2STVx |  | x-component of structural translational velocity at Blade 2, Node 2 | local blade coordinate system | (m/s)
| B2N3STVx |  | x-component of structural translational velocity at Blade 2, Node 3 | local blade coordinate system | (m/s)
| B2N4STVx |  | x-component of structural translational velocity at Blade 2, Node 4 | local blade coordinate system | (m/s)
| B2N5STVx |  | x-component of structural translational velocity at Blade 2, Node 5 | local blade coordinate system | (m/s)
| B2N6STVx |  | x-component of structural translational velocity at Blade 2, Node 6 | local blade coordinate system | (m/s)
| B2N7STVx |  | x-component of structural translational velocity at Blade 2, Node 7 | local blade coordinate system | (m/s)
| B2N8STVx |  | x-component of structural translational velocity at Blade 2, Node 8 | local blade coordinate system | (m/s)
| B2N9STVx |  | x-component of structural translational velocity at Blade 2, Node 9 | local blade coordinate system | (m/s)
| B2N1STVy |  | y-component of structural translational velocity at Blade 2, Node 1 | local blade coordinate system | (m/s)
| B2N2STVy |  | y-component of structural translational velocity at Blade 2, Node 2 | local blade coordinate system | (m/s)
| B2N3STVy |  | y-component of structural translational velocity at Blade 2, Node 3 | local blade coordinate system | (m/s)
| B2N4STVy |  | y-component of structural translational velocity at Blade 2, Node 4 | local blade coordinate system | (m/s)
| B2N5STVy |  | y-component of structural translational velocity at Blade 2, Node 5 | local blade coordinate system | (m/s)
| B2N6STVy |  | y-component of structural translational velocity at Blade 2, Node 6 | local blade coordinate system | (m/s)
| B2N7STVy |  | y-component of structural translational velocity at Blade 2, Node 7 | local blade coordinate system | (m/s)
| B2N8STVy |  | y-component of structural translational velocity at Blade 2, Node 8 | local blade coordinate system | (m/s)
| B2N9STVy |  | y-component of structural translational velocity at Blade 2, Node 9 | local blade coordinate system | (m/s)
| B2N1STVz |  | z-component of structural translational velocity at Blade 2, Node 1 | local blade coordinate system | (m/s)
| B2N2STVz |  | z-component of structural translational velocity at Blade 2, Node 2 | local blade coordinate system | (m/s)
| B2N3STVz |  | z-component of structural translational velocity at Blade 2, Node 3 | local blade coordinate system | (m/s)
| B2N4STVz |  | z-component of structural translational velocity at Blade 2, Node 4 | local blade coordinate system | (m/s)
| B2N5STVz |  | z-component of structural translational velocity at Blade 2, Node 5 | local blade coordinate system | (m/s)
| B2N6STVz |  | z-component of structural translational velocity at Blade 2, Node 6 | local blade coordinate system | (m/s)
| B2N7STVz |  | z-component of structural translational velocity at Blade 2, Node 7 | local blade coordinate system | (m/s)
| B2N8STVz |  | z-component of structural translational velocity at Blade 2, Node 8 | local blade coordinate system | (m/s)
| B2N9STVz |  | z-component of structural translational velocity at Blade 2, Node 9 | local blade coordinate system | (m/s)
| B3N1STVx |  | x-component of structural translational velocity at Blade 3, Node 1 | local blade coordinate system | (m/s)
| B3N2STVx |  | x-component of structural translational velocity at Blade 3, Node 2 | local blade coordinate system | (m/s)
| B3N3STVx |  | x-component of structural translational velocity at Blade 3, Node 3 | local blade coordinate system | (m/s)
| B3N4STVx |  | x-component of structural translational velocity at Blade 3, Node 4 | local blade coordinate system | (m/s)
| B3N5STVx |  | x-component of structural translational velocity at Blade 3, Node 5 | local blade coordinate system | (m/s)
| B3N6STVx |  | x-component of structural translational velocity at Blade 3, Node 6 | local blade coordinate system | (m/s)
| B3N7STVx |  | x-component of structural translational velocity at Blade 3, Node 7 | local blade coordinate system | (m/s)
| B3N8STVx |  | x-component of structural translational velocity at Blade 3, Node 8 | local blade coordinate system | (m/s)
| B3N9STVx |  | x-component of structural translational velocity at Blade 3, Node 9 | local blade coordinate system | (m/s)
| B3N1STVy |  | y-component of structural translational velocity at Blade 3, Node 1 | local blade coordinate system | (m/s)
| B3N2STVy |  | y-component of structural translational velocity at Blade 3, Node 2 | local blade coordinate system | (m/s)
| B3N3STVy |  | y-component of structural translational velocity at Blade 3, Node 3 | local blade coordinate system | (m/s)
| B3N4STVy |  | y-component of structural translational velocity at Blade 3, Node 4 | local blade coordinate system | (m/s)
| B3N5STVy |  | y-component of structural translational velocity at Blade 3, Node 5 | local blade coordinate system | (m/s)
| B3N6STVy |  | y-component of structural translational velocity at Blade 3, Node 6 | local blade coordinate system | (m/s)
| B3N7STVy |  | y-component of structural translational velocity at Blade 3, Node 7 | local blade coordinate system | (m/s)
| B3N8STVy |  | y-component of structural translational velocity at Blade 3, Node 8 | local blade coordinate system | (m/s)
| B3N9STVy |  | y-component of structural translational velocity at Blade 3, Node 9 | local blade coordinate system | (m/s)
| B3N1STVz |  | z-component of structural translational velocity at Blade 3, Node 1 | local blade coordinate system | (m/s)
| B3N2STVz |  | z-component of structural translational velocity at Blade 3, Node 2 | local blade coordinate system | (m/s)
| B3N3STVz |  | z-component of structural translational velocity at Blade 3, Node 3 | local blade coordinate system | (m/s)
| B3N4STVz |  | z-component of structural translational velocity at Blade 3, Node 4 | local blade coordinate system | (m/s)
| B3N5STVz |  | z-component of structural translational velocity at Blade 3, Node 5 | local blade coordinate system | (m/s)
| B3N6STVz |  | z-component of structural translational velocity at Blade 3, Node 6 | local blade coordinate system | (m/s)
| B3N7STVz |  | z-component of structural translational velocity at Blade 3, Node 7 | local blade coordinate system | (m/s)
| B3N8STVz |  | z-component of structural translational velocity at Blade 3, Node 8 | local blade coordinate system | (m/s)
| B3N9STVz |  | z-component of structural translational velocity at Blade 3, Node 9 | local blade coordinate system | (m/s)
| B1N1VRel |  | Relvative wind speed at Blade 1, Node 1 |  | (m/s)
| B1N2VRel |  | Relvative wind speed at Blade 1, Node 2 |  | (m/s)
| B1N3VRel |  | Relvative wind speed at Blade 1, Node 3 |  | (m/s)
| B1N4VRel |  | Relvative wind speed at Blade 1, Node 4 |  | (m/s)
| B1N5VRel |  | Relvative wind speed at Blade 1, Node 5 |  | (m/s)
| B1N6VRel |  | Relvative wind speed at Blade 1, Node 6 |  | (m/s)
| B1N7VRel |  | Relvative wind speed at Blade 1, Node 7 |  | (m/s)
| B1N8VRel |  | Relvative wind speed at Blade 1, Node 8 |  | (m/s)
| B1N9VRel |  | Relvative wind speed at Blade 1, Node 9 |  | (m/s)
| B2N1VRel |  | Relvative wind speed at Blade 2, Node 1 |  | (m/s)
| B2N2VRel |  | Relvative wind speed at Blade 2, Node 2 |  | (m/s)
| B2N3VRel |  | Relvative wind speed at Blade 2, Node 3 |  | (m/s)
| B2N4VRel |  | Relvative wind speed at Blade 2, Node 4 |  | (m/s)
| B2N5VRel |  | Relvative wind speed at Blade 2, Node 5 |  | (m/s)
| B2N6VRel |  | Relvative wind speed at Blade 2, Node 6 |  | (m/s)
| B2N7VRel |  | Relvative wind speed at Blade 2, Node 7 |  | (m/s)
| B2N8VRel |  | Relvative wind speed at Blade 2, Node 8 |  | (m/s)
| B2N9VRel |  | Relvative wind speed at Blade 2, Node 9 |  | (m/s)
| B3N1VRel |  | Relvative wind speed at Blade 3, Node 1 |  | (m/s)
| B3N2VRel |  | Relvative wind speed at Blade 3, Node 2 |  | (m/s)
| B3N3VRel |  | Relvative wind speed at Blade 3, Node 3 |  | (m/s)
| B3N4VRel |  | Relvative wind speed at Blade 3, Node 4 |  | (m/s)
| B3N5VRel |  | Relvative wind speed at Blade 3, Node 5 |  | (m/s)
| B3N6VRel |  | Relvative wind speed at Blade 3, Node 6 |  | (m/s)
| B3N7VRel |  | Relvative wind speed at Blade 3, Node 7 |  | (m/s)
| B3N8VRel |  | Relvative wind speed at Blade 3, Node 8 |  | (m/s)
| B3N9VRel |  | Relvative wind speed at Blade 3, Node 9 |  | (m/s)
| B1N1DynP |  | Dynamic pressure at Blade 1, Node 1 |  | (Pa)
| B1N2DynP |  | Dynamic pressure at Blade 1, Node 2 |  | (Pa)
| B1N3DynP |  | Dynamic pressure at Blade 1, Node 3 |  | (Pa)
| B1N4DynP |  | Dynamic pressure at Blade 1, Node 4 |  | (Pa)
| B1N5DynP |  | Dynamic pressure at Blade 1, Node 5 |  | (Pa)
| B1N6DynP |  | Dynamic pressure at Blade 1, Node 6 |  | (Pa)
| B1N7DynP |  | Dynamic pressure at Blade 1, Node 7 |  | (Pa)
| B1N8DynP |  | Dynamic pressure at Blade 1, Node 8 |  | (Pa)
| B1N9DynP |  | Dynamic pressure at Blade 1, Node 9 |  | (Pa)
| B2N1DynP |  | Dynamic pressure at Blade 2, Node 1 |  | (Pa)
| B2N2DynP |  | Dynamic pressure at Blade 2, Node 2 |  | (Pa)
| B2N3DynP |  | Dynamic pressure at Blade 2, Node 3 |  | (Pa)
| B2N4DynP |  | Dynamic pressure at Blade 2, Node 4 |  | (Pa)
| B2N5DynP |  | Dynamic pressure at Blade 2, Node 5 |  | (Pa)
| B2N6DynP |  | Dynamic pressure at Blade 2, Node 6 |  | (Pa)
| B2N7DynP |  | Dynamic pressure at Blade 2, Node 7 |  | (Pa)
| B2N8DynP |  | Dynamic pressure at Blade 2, Node 8 |  | (Pa)
| B2N9DynP |  | Dynamic pressure at Blade 2, Node 9 |  | (Pa)
| B3N1DynP |  | Dynamic pressure at Blade 3, Node 1 |  | (Pa)
| B3N2DynP |  | Dynamic pressure at Blade 3, Node 2 |  | (Pa)
| B3N3DynP |  | Dynamic pressure at Blade 3, Node 3 |  | (Pa)
| B3N4DynP |  | Dynamic pressure at Blade 3, Node 4 |  | (Pa)
| B3N5DynP |  | Dynamic pressure at Blade 3, Node 5 |  | (Pa)
| B3N6DynP |  | Dynamic pressure at Blade 3, Node 6 |  | (Pa)
| B3N7DynP |  | Dynamic pressure at Blade 3, Node 7 |  | (Pa)
| B3N8DynP |  | Dynamic pressure at Blade 3, Node 8 |  | (Pa)
| B3N9DynP |  | Dynamic pressure at Blade 3, Node 9 |  | (Pa)
| B1N1Re |  | Reynolds number (in millions) at Blade 1, Node 1 |  | (-)
| B1N2Re |  | Reynolds number (in millions) at Blade 1, Node 2 |  | (-)
| B1N3Re |  | Reynolds number (in millions) at Blade 1, Node 3 |  | (-)
| B1N4Re |  | Reynolds number (in millions) at Blade 1, Node 4 |  | (-)
| B1N5Re |  | Reynolds number (in millions) at Blade 1, Node 5 |  | (-)
| B1N6Re |  | Reynolds number (in millions) at Blade 1, Node 6 |  | (-)
| B1N7Re |  | Reynolds number (in millions) at Blade 1, Node 7 |  | (-)
| B1N8Re |  | Reynolds number (in millions) at Blade 1, Node 8 |  | (-)
| B1N9Re |  | Reynolds number (in millions) at Blade 1, Node 9 |  | (-)
| B2N1Re |  | Reynolds number (in millions) at Blade 2, Node 1 |  | (-)
| B2N2Re |  | Reynolds number (in millions) at Blade 2, Node 2 |  | (-)
| B2N3Re |  | Reynolds number (in millions) at Blade 2, Node 3 |  | (-)
| B2N4Re |  | Reynolds number (in millions) at Blade 2, Node 4 |  | (-)
| B2N5Re |  | Reynolds number (in millions) at Blade 2, Node 5 |  | (-)
| B2N6Re |  | Reynolds number (in millions) at Blade 2, Node 6 |  | (-)
| B2N7Re |  | Reynolds number (in millions) at Blade 2, Node 7 |  | (-)
| B2N8Re |  | Reynolds number (in millions) at Blade 2, Node 8 |  | (-)
| B2N9Re |  | Reynolds number (in millions) at Blade 2, Node 9 |  | (-)
| B3N1Re |  | Reynolds number (in millions) at Blade 3, Node 1 |  | (-)
| B3N2Re |  | Reynolds number (in millions) at Blade 3, Node 2 |  | (-)
| B3N3Re |  | Reynolds number (in millions) at Blade 3, Node 3 |  | (-)
| B3N4Re |  | Reynolds number (in millions) at Blade 3, Node 4 |  | (-)
| B3N5Re |  | Reynolds number (in millions) at Blade 3, Node 5 |  | (-)
| B3N6Re |  | Reynolds number (in millions) at Blade 3, Node 6 |  | (-)
| B3N7Re |  | Reynolds number (in millions) at Blade 3, Node 7 |  | (-)
| B3N8Re |  | Reynolds number (in millions) at Blade 3, Node 8 |  | (-)
| B3N9Re |  | Reynolds number (in millions) at Blade 3, Node 9 |  | (-)
| B1N1M |  | Mach number at Blade 1, Node 1 |  | (-)
| B1N2M |  | Mach number at Blade 1, Node 2 |  | (-)
| B1N3M |  | Mach number at Blade 1, Node 3 |  | (-)
| B1N4M |  | Mach number at Blade 1, Node 4 |  | (-)
| B1N5M |  | Mach number at Blade 1, Node 5 |  | (-)
| B1N6M |  | Mach number at Blade 1, Node 6 |  | (-)
| B1N7M |  | Mach number at Blade 1, Node 7 |  | (-)
| B1N8M |  | Mach number at Blade 1, Node 8 |  | (-)
| B1N9M |  | Mach number at Blade 1, Node 9 |  | (-)
| B2N1M |  | Mach number at Blade 2, Node 1 |  | (-)
| B2N2M |  | Mach number at Blade 2, Node 2 |  | (-)
| B2N3M |  | Mach number at Blade 2, Node 3 |  | (-)
| B2N4M |  | Mach number at Blade 2, Node 4 |  | (-)
| B2N5M |  | Mach number at Blade 2, Node 5 |  | (-)
| B2N6M |  | Mach number at Blade 2, Node 6 |  | (-)
| B2N7M |  | Mach number at Blade 2, Node 7 |  | (-)
| B2N8M |  | Mach number at Blade 2, Node 8 |  | (-)
| B2N9M |  | Mach number at Blade 2, Node 9 |  | (-)
| B3N1M |  | Mach number at Blade 3, Node 1 |  | (-)
| B3N2M |  | Mach number at Blade 3, Node 2 |  | (-)
| B3N3M |  | Mach number at Blade 3, Node 3 |  | (-)
| B3N4M |  | Mach number at Blade 3, Node 4 |  | (-)
| B3N5M |  | Mach number at Blade 3, Node 5 |  | (-)
| B3N6M |  | Mach number at Blade 3, Node 6 |  | (-)
| B3N7M |  | Mach number at Blade 3, Node 7 |  | (-)
| B3N8M |  | Mach number at Blade 3, Node 8 |  | (-)
| B3N9M |  | Mach number at Blade 3, Node 9 |  | (-)
| B1N1Vindx |  | Axial induced wind velocity at Blade 1, Node 1 |  | (m/s)
| B1N2Vindx |  | Axial induced wind velocity at Blade 1, Node 2 |  | (m/s)
| B1N3Vindx |  | Axial induced wind velocity at Blade 1, Node 3 |  | (m/s)
| B1N4Vindx |  | Axial induced wind velocity at Blade 1, Node 4 |  | (m/s)
| B1N5Vindx |  | Axial induced wind velocity at Blade 1, Node 5 |  | (m/s)
| B1N6Vindx |  | Axial induced wind velocity at Blade 1, Node 6 |  | (m/s)
| B1N7Vindx |  | Axial induced wind velocity at Blade 1, Node 7 |  | (m/s)
| B1N8Vindx |  | Axial induced wind velocity at Blade 1, Node 8 |  | (m/s)
| B1N9Vindx |  | Axial induced wind velocity at Blade 1, Node 9 |  | (m/s)
| B2N1Vindx |  | Axial induced wind velocity at Blade 2, Node 1 |  | (m/s)
| B2N2Vindx |  | Axial induced wind velocity at Blade 2, Node 2 |  | (m/s)
| B2N3Vindx |  | Axial induced wind velocity at Blade 2, Node 3 |  | (m/s)
| B2N4Vindx |  | Axial induced wind velocity at Blade 2, Node 4 |  | (m/s)
| B2N5Vindx |  | Axial induced wind velocity at Blade 2, Node 5 |  | (m/s)
| B2N6Vindx |  | Axial induced wind velocity at Blade 2, Node 6 |  | (m/s)
| B2N7Vindx |  | Axial induced wind velocity at Blade 2, Node 7 |  | (m/s)
| B2N8Vindx |  | Axial induced wind velocity at Blade 2, Node 8 |  | (m/s)
| B2N9Vindx |  | Axial induced wind velocity at Blade 2, Node 9 |  | (m/s)
| B3N1Vindx |  | Axial induced wind velocity at Blade 3, Node 1 |  | (m/s)
| B3N2Vindx |  | Axial induced wind velocity at Blade 3, Node 2 |  | (m/s)
| B3N3Vindx |  | Axial induced wind velocity at Blade 3, Node 3 |  | (m/s)
| B3N4Vindx |  | Axial induced wind velocity at Blade 3, Node 4 |  | (m/s)
| B3N5Vindx |  | Axial induced wind velocity at Blade 3, Node 5 |  | (m/s)
| B3N6Vindx |  | Axial induced wind velocity at Blade 3, Node 6 |  | (m/s)
| B3N7Vindx |  | Axial induced wind velocity at Blade 3, Node 7 |  | (m/s)
| B3N8Vindx |  | Axial induced wind velocity at Blade 3, Node 8 |  | (m/s)
| B3N9Vindx |  | Axial induced wind velocity at Blade 3, Node 9 |  | (m/s)
| B1N1Vindy |  | Tangential induced wind velocity at Blade 1, Node 1 |  | (m/s)
| B1N2Vindy |  | Tangential induced wind velocity at Blade 1, Node 2 |  | (m/s)
| B1N3Vindy |  | Tangential induced wind velocity at Blade 1, Node 3 |  | (m/s)
| B1N4Vindy |  | Tangential induced wind velocity at Blade 1, Node 4 |  | (m/s)
| B1N5Vindy |  | Tangential induced wind velocity at Blade 1, Node 5 |  | (m/s)
| B1N6Vindy |  | Tangential induced wind velocity at Blade 1, Node 6 |  | (m/s)
| B1N7Vindy |  | Tangential induced wind velocity at Blade 1, Node 7 |  | (m/s)
| B1N8Vindy |  | Tangential induced wind velocity at Blade 1, Node 8 |  | (m/s)
| B1N9Vindy |  | Tangential induced wind velocity at Blade 1, Node 9 |  | (m/s)
| B2N1Vindy |  | Tangential induced wind velocity at Blade 2, Node 1 |  | (m/s)
| B2N2Vindy |  | Tangential induced wind velocity at Blade 2, Node 2 |  | (m/s)
| B2N3Vindy |  | Tangential induced wind velocity at Blade 2, Node 3 |  | (m/s)
| B2N4Vindy |  | Tangential induced wind velocity at Blade 2, Node 4 |  | (m/s)
| B2N5Vindy |  | Tangential induced wind velocity at Blade 2, Node 5 |  | (m/s)
| B2N6Vindy |  | Tangential induced wind velocity at Blade 2, Node 6 |  | (m/s)
| B2N7Vindy |  | Tangential induced wind velocity at Blade 2, Node 7 |  | (m/s)
| B2N8Vindy |  | Tangential induced wind velocity at Blade 2, Node 8 |  | (m/s)
| B2N9Vindy |  | Tangential induced wind velocity at Blade 2, Node 9 |  | (m/s)
| B3N1Vindy |  | Tangential induced wind velocity at Blade 3, Node 1 |  | (m/s)
| B3N2Vindy |  | Tangential induced wind velocity at Blade 3, Node 2 |  | (m/s)
| B3N3Vindy |  | Tangential induced wind velocity at Blade 3, Node 3 |  | (m/s)
| B3N4Vindy |  | Tangential induced wind velocity at Blade 3, Node 4 |  | (m/s)
| B3N5Vindy |  | Tangential induced wind velocity at Blade 3, Node 5 |  | (m/s)
| B3N6Vindy |  | Tangential induced wind velocity at Blade 3, Node 6 |  | (m/s)
| B3N7Vindy |  | Tangential induced wind velocity at Blade 3, Node 7 |  | (m/s)
| B3N8Vindy |  | Tangential induced wind velocity at Blade 3, Node 8 |  | (m/s)
| B3N9Vindy |  | Tangential induced wind velocity at Blade 3, Node 9 |  | (m/s)
| B1N1AxInd |  | Axial induction factor at Blade 1, Node 1 |  | (-)
| B1N2AxInd |  | Axial induction factor at Blade 1, Node 2 |  | (-)
| B1N3AxInd |  | Axial induction factor at Blade 1, Node 3 |  | (-)
| B1N4AxInd |  | Axial induction factor at Blade 1, Node 4 |  | (-)
| B1N5AxInd |  | Axial induction factor at Blade 1, Node 5 |  | (-)
| B1N6AxInd |  | Axial induction factor at Blade 1, Node 6 |  | (-)
| B1N7AxInd |  | Axial induction factor at Blade 1, Node 7 |  | (-)
| B1N8AxInd |  | Axial induction factor at Blade 1, Node 8 |  | (-)
| B1N9AxInd |  | Axial induction factor at Blade 1, Node 9 |  | (-)
| B2N1AxInd |  | Axial induction factor at Blade 2, Node 1 |  | (-)
| B2N2AxInd |  | Axial induction factor at Blade 2, Node 2 |  | (-)
| B2N3AxInd |  | Axial induction factor at Blade 2, Node 3 |  | (-)
| B2N4AxInd |  | Axial induction factor at Blade 2, Node 4 |  | (-)
| B2N5AxInd |  | Axial induction factor at Blade 2, Node 5 |  | (-)
| B2N6AxInd |  | Axial induction factor at Blade 2, Node 6 |  | (-)
| B2N7AxInd |  | Axial induction factor at Blade 2, Node 7 |  | (-)
| B2N8AxInd |  | Axial induction factor at Blade 2, Node 8 |  | (-)
| B2N9AxInd |  | Axial induction factor at Blade 2, Node 9 |  | (-)
| B3N1AxInd |  | Axial induction factor at Blade 3, Node 1 |  | (-)
| B3N2AxInd |  | Axial induction factor at Blade 3, Node 2 |  | (-)
| B3N3AxInd |  | Axial induction factor at Blade 3, Node 3 |  | (-)
| B3N4AxInd |  | Axial induction factor at Blade 3, Node 4 |  | (-)
| B3N5AxInd |  | Axial induction factor at Blade 3, Node 5 |  | (-)
| B3N6AxInd |  | Axial induction factor at Blade 3, Node 6 |  | (-)
| B3N7AxInd |  | Axial induction factor at Blade 3, Node 7 |  | (-)
| B3N8AxInd |  | Axial induction factor at Blade 3, Node 8 |  | (-)
| B3N9AxInd |  | Axial induction factor at Blade 3, Node 9 |  | (-)
| B1N1TnInd |  | Tangential induction factor at Blade 1, Node 1 |  | (-)
| B1N2TnInd |  | Tangential induction factor at Blade 1, Node 2 |  | (-)
| B1N3TnInd |  | Tangential induction factor at Blade 1, Node 3 |  | (-)
| B1N4TnInd |  | Tangential induction factor at Blade 1, Node 4 |  | (-)
| B1N5TnInd |  | Tangential induction factor at Blade 1, Node 5 |  | (-)
| B1N6TnInd |  | Tangential induction factor at Blade 1, Node 6 |  | (-)
| B1N7TnInd |  | Tangential induction factor at Blade 1, Node 7 |  | (-)
| B1N8TnInd |  | Tangential induction factor at Blade 1, Node 8 |  | (-)
| B1N9TnInd |  | Tangential induction factor at Blade 1, Node 9 |  | (-)
| B2N1TnInd |  | Tangential induction factor at Blade 2, Node 1 |  | (-)
| B2N2TnInd |  | Tangential induction factor at Blade 2, Node 2 |  | (-)
| B2N3TnInd |  | Tangential induction factor at Blade 2, Node 3 |  | (-)
| B2N4TnInd |  | Tangential induction factor at Blade 2, Node 4 |  | (-)
| B2N5TnInd |  | Tangential induction factor at Blade 2, Node 5 |  | (-)
| B2N6TnInd |  | Tangential induction factor at Blade 2, Node 6 |  | (-)
| B2N7TnInd |  | Tangential induction factor at Blade 2, Node 7 |  | (-)
| B2N8TnInd |  | Tangential induction factor at Blade 2, Node 8 |  | (-)
| B2N9TnInd |  | Tangential induction factor at Blade 2, Node 9 |  | (-)
| B3N1TnInd |  | Tangential induction factor at Blade 3, Node 1 |  | (-)
| B3N2TnInd |  | Tangential induction factor at Blade 3, Node 2 |  | (-)
| B3N3TnInd |  | Tangential induction factor at Blade 3, Node 3 |  | (-)
| B3N4TnInd |  | Tangential induction factor at Blade 3, Node 4 |  | (-)
| B3N5TnInd |  | Tangential induction factor at Blade 3, Node 5 |  | (-)
| B3N6TnInd |  | Tangential induction factor at Blade 3, Node 6 |  | (-)
| B3N7TnInd |  | Tangential induction factor at Blade 3, Node 7 |  | (-)
| B3N8TnInd |  | Tangential induction factor at Blade 3, Node 8 |  | (-)
| B3N9TnInd |  | Tangential induction factor at Blade 3, Node 9 |  | (-)
| B1N1Alpha |  | Angle of attack at Blade 1, Node 1 |  | (deg)
| B1N2Alpha |  | Angle of attack at Blade 1, Node 2 |  | (deg)
| B1N3Alpha |  | Angle of attack at Blade 1, Node 3 |  | (deg)
| B1N4Alpha |  | Angle of attack at Blade 1, Node 4 |  | (deg)
| B1N5Alpha |  | Angle of attack at Blade 1, Node 5 |  | (deg)
| B1N6Alpha |  | Angle of attack at Blade 1, Node 6 |  | (deg)
| B1N7Alpha |  | Angle of attack at Blade 1, Node 7 |  | (deg)
| B1N8Alpha |  | Angle of attack at Blade 1, Node 8 |  | (deg)
| B1N9Alpha |  | Angle of attack at Blade 1, Node 9 |  | (deg)
| B2N1Alpha |  | Angle of attack at Blade 2, Node 1 |  | (deg)
| B2N2Alpha |  | Angle of attack at Blade 2, Node 2 |  | (deg)
| B2N3Alpha |  | Angle of attack at Blade 2, Node 3 |  | (deg)
| B2N4Alpha |  | Angle of attack at Blade 2, Node 4 |  | (deg)
| B2N5Alpha |  | Angle of attack at Blade 2, Node 5 |  | (deg)
| B2N6Alpha |  | Angle of attack at Blade 2, Node 6 |  | (deg)
| B2N7Alpha |  | Angle of attack at Blade 2, Node 7 |  | (deg)
| B2N8Alpha |  | Angle of attack at Blade 2, Node 8 |  | (deg)
| B2N9Alpha |  | Angle of attack at Blade 2, Node 9 |  | (deg)
| B3N1Alpha |  | Angle of attack at Blade 3, Node 1 |  | (deg)
| B3N2Alpha |  | Angle of attack at Blade 3, Node 2 |  | (deg)
| B3N3Alpha |  | Angle of attack at Blade 3, Node 3 |  | (deg)
| B3N4Alpha |  | Angle of attack at Blade 3, Node 4 |  | (deg)
| B3N5Alpha |  | Angle of attack at Blade 3, Node 5 |  | (deg)
| B3N6Alpha |  | Angle of attack at Blade 3, Node 6 |  | (deg)
| B3N7Alpha |  | Angle of attack at Blade 3, Node 7 |  | (deg)
| B3N8Alpha |  | Angle of attack at Blade 3, Node 8 |  | (deg)
| B3N9Alpha |  | Angle of attack at Blade 3, Node 9 |  | (deg)
| B1N1Theta |  | Pitch+Twist angle at Blade 1, Node 1 |  | (deg)
| B1N2Theta |  | Pitch+Twist angle at Blade 1, Node 2 |  | (deg)
| B1N3Theta |  | Pitch+Twist angle at Blade 1, Node 3 |  | (deg)
| B1N4Theta |  | Pitch+Twist angle at Blade 1, Node 4 |  | (deg)
| B1N5Theta |  | Pitch+Twist angle at Blade 1, Node 5 |  | (deg)
| B1N6Theta |  | Pitch+Twist angle at Blade 1, Node 6 |  | (deg)
| B1N7Theta |  | Pitch+Twist angle at Blade 1, Node 7 |  | (deg)
| B1N8Theta |  | Pitch+Twist angle at Blade 1, Node 8 |  | (deg)
| B1N9Theta |  | Pitch+Twist angle at Blade 1, Node 9 |  | (deg)
| B2N1Theta |  | Pitch+Twist angle at Blade 2, Node 1 |  | (deg)
| B2N2Theta |  | Pitch+Twist angle at Blade 2, Node 2 |  | (deg)
| B2N3Theta |  | Pitch+Twist angle at Blade 2, Node 3 |  | (deg)
| B2N4Theta |  | Pitch+Twist angle at Blade 2, Node 4 |  | (deg)
| B2N5Theta |  | Pitch+Twist angle at Blade 2, Node 5 |  | (deg)
| B2N6Theta |  | Pitch+Twist angle at Blade 2, Node 6 |  | (deg)
| B2N7Theta |  | Pitch+Twist angle at Blade 2, Node 7 |  | (deg)
| B2N8Theta |  | Pitch+Twist angle at Blade 2, Node 8 |  | (deg)
| B2N9Theta |  | Pitch+Twist angle at Blade 2, Node 9 |  | (deg)
| B3N1Theta |  | Pitch+Twist angle at Blade 3, Node 1 |  | (deg)
| B3N2Theta |  | Pitch+Twist angle at Blade 3, Node 2 |  | (deg)
| B3N3Theta |  | Pitch+Twist angle at Blade 3, Node 3 |  | (deg)
| B3N4Theta |  | Pitch+Twist angle at Blade 3, Node 4 |  | (deg)
| B3N5Theta |  | Pitch+Twist angle at Blade 3, Node 5 |  | (deg)
| B3N6Theta |  | Pitch+Twist angle at Blade 3, Node 6 |  | (deg)
| B3N7Theta |  | Pitch+Twist angle at Blade 3, Node 7 |  | (deg)
| B3N8Theta |  | Pitch+Twist angle at Blade 3, Node 8 |  | (deg)
| B3N9Theta |  | Pitch+Twist angle at Blade 3, Node 9 |  | (deg)
| B1N1Phi |  | Inflow angle at Blade 1, Node 1 |  | (deg)
| B1N2Phi |  | Inflow angle at Blade 1, Node 2 |  | (deg)
| B1N3Phi |  | Inflow angle at Blade 1, Node 3 |  | (deg)
| B1N4Phi |  | Inflow angle at Blade 1, Node 4 |  | (deg)
| B1N5Phi |  | Inflow angle at Blade 1, Node 5 |  | (deg)
| B1N6Phi |  | Inflow angle at Blade 1, Node 6 |  | (deg)
| B1N7Phi |  | Inflow angle at Blade 1, Node 7 |  | (deg)
| B1N8Phi |  | Inflow angle at Blade 1, Node 8 |  | (deg)
| B1N9Phi |  | Inflow angle at Blade 1, Node 9 |  | (deg)
| B2N1Phi |  | Inflow angle at Blade 2, Node 1 |  | (deg)
| B2N2Phi |  | Inflow angle at Blade 2, Node 2 |  | (deg)
| B2N3Phi |  | Inflow angle at Blade 2, Node 3 |  | (deg)
| B2N4Phi |  | Inflow angle at Blade 2, Node 4 |  | (deg)
| B2N5Phi |  | Inflow angle at Blade 2, Node 5 |  | (deg)
| B2N6Phi |  | Inflow angle at Blade 2, Node 6 |  | (deg)
| B2N7Phi |  | Inflow angle at Blade 2, Node 7 |  | (deg)
| B2N8Phi |  | Inflow angle at Blade 2, Node 8 |  | (deg)
| B2N9Phi |  | Inflow angle at Blade 2, Node 9 |  | (deg)
| B3N1Phi |  | Inflow angle at Blade 3, Node 1 |  | (deg)
| B3N2Phi |  | Inflow angle at Blade 3, Node 2 |  | (deg)
| B3N3Phi |  | Inflow angle at Blade 3, Node 3 |  | (deg)
| B3N4Phi |  | Inflow angle at Blade 3, Node 4 |  | (deg)
| B3N5Phi |  | Inflow angle at Blade 3, Node 5 |  | (deg)
| B3N6Phi |  | Inflow angle at Blade 3, Node 6 |  | (deg)
| B3N7Phi |  | Inflow angle at Blade 3, Node 7 |  | (deg)
| B3N8Phi |  | Inflow angle at Blade 3, Node 8 |  | (deg)
| B3N9Phi |  | Inflow angle at Blade 3, Node 9 |  | (deg)
| B1N1Curve |  | Curvature angle at Blade 1, Node 1 |  | (deg)
| B1N2Curve |  | Curvature angle at Blade 1, Node 2 |  | (deg)
| B1N3Curve |  | Curvature angle at Blade 1, Node 3 |  | (deg)
| B1N4Curve |  | Curvature angle at Blade 1, Node 4 |  | (deg)
| B1N5Curve |  | Curvature angle at Blade 1, Node 5 |  | (deg)
| B1N6Curve |  | Curvature angle at Blade 1, Node 6 |  | (deg)
| B1N7Curve |  | Curvature angle at Blade 1, Node 7 |  | (deg)
| B1N8Curve |  | Curvature angle at Blade 1, Node 8 |  | (deg)
| B1N9Curve |  | Curvature angle at Blade 1, Node 9 |  | (deg)
| B2N1Curve |  | Curvature angle at Blade 2, Node 1 |  | (deg)
| B2N2Curve |  | Curvature angle at Blade 2, Node 2 |  | (deg)
| B2N3Curve |  | Curvature angle at Blade 2, Node 3 |  | (deg)
| B2N4Curve |  | Curvature angle at Blade 2, Node 4 |  | (deg)
| B2N5Curve |  | Curvature angle at Blade 2, Node 5 |  | (deg)
| B2N6Curve |  | Curvature angle at Blade 2, Node 6 |  | (deg)
| B2N7Curve |  | Curvature angle at Blade 2, Node 7 |  | (deg)
| B2N8Curve |  | Curvature angle at Blade 2, Node 8 |  | (deg)
| B2N9Curve |  | Curvature angle at Blade 2, Node 9 |  | (deg)
| B3N1Curve |  | Curvature angle at Blade 3, Node 1 |  | (deg)
| B3N2Curve |  | Curvature angle at Blade 3, Node 2 |  | (deg)
| B3N3Curve |  | Curvature angle at Blade 3, Node 3 |  | (deg)
| B3N4Curve |  | Curvature angle at Blade 3, Node 4 |  | (deg)
| B3N5Curve |  | Curvature angle at Blade 3, Node 5 |  | (deg)
| B3N6Curve |  | Curvature angle at Blade 3, Node 6 |  | (deg)
| B3N7Curve |  | Curvature angle at Blade 3, Node 7 |  | (deg)
| B3N8Curve |  | Curvature angle at Blade 3, Node 8 |  | (deg)
| B3N9Curve |  | Curvature angle at Blade 3, Node 9 |  | (deg)
| B1N1Cl |  | Lift force coefficient at Blade 1, Node 1 |  | (-)
| B1N2Cl |  | Lift force coefficient at Blade 1, Node 2 |  | (-)
| B1N3Cl |  | Lift force coefficient at Blade 1, Node 3 |  | (-)
| B1N4Cl |  | Lift force coefficient at Blade 1, Node 4 |  | (-)
| B1N5Cl |  | Lift force coefficient at Blade 1, Node 5 |  | (-)
| B1N6Cl |  | Lift force coefficient at Blade 1, Node 6 |  | (-)
| B1N7Cl |  | Lift force coefficient at Blade 1, Node 7 |  | (-)
| B1N8Cl |  | Lift force coefficient at Blade 1, Node 8 |  | (-)
| B1N9Cl |  | Lift force coefficient at Blade 1, Node 9 |  | (-)
| B2N1Cl |  | Lift force coefficient at Blade 2, Node 1 |  | (-)
| B2N2Cl |  | Lift force coefficient at Blade 2, Node 2 |  | (-)
| B2N3Cl |  | Lift force coefficient at Blade 2, Node 3 |  | (-)
| B2N4Cl |  | Lift force coefficient at Blade 2, Node 4 |  | (-)
| B2N5Cl |  | Lift force coefficient at Blade 2, Node 5 |  | (-)
| B2N6Cl |  | Lift force coefficient at Blade 2, Node 6 |  | (-)
| B2N7Cl |  | Lift force coefficient at Blade 2, Node 7 |  | (-)
| B2N8Cl |  | Lift force coefficient at Blade 2, Node 8 |  | (-)
| B2N9Cl |  | Lift force coefficient at Blade 2, Node 9 |  | (-)
| B3N1Cl |  | Lift force coefficient at Blade 3, Node 1 |  | (-)
| B3N2Cl |  | Lift force coefficient at Blade 3, Node 2 |  | (-)
| B3N3Cl |  | Lift force coefficient at Blade 3, Node 3 |  | (-)
| B3N4Cl |  | Lift force coefficient at Blade 3, Node 4 |  | (-)
| B3N5Cl |  | Lift force coefficient at Blade 3, Node 5 |  | (-)
| B3N6Cl |  | Lift force coefficient at Blade 3, Node 6 |  | (-)
| B3N7Cl |  | Lift force coefficient at Blade 3, Node 7 |  | (-)
| B3N8Cl |  | Lift force coefficient at Blade 3, Node 8 |  | (-)
| B3N9Cl |  | Lift force coefficient at Blade 3, Node 9 |  | (-)
| B1N1Cd |  | Drag force coefficient at Blade 1, Node 1 |  | (-)
| B1N2Cd |  | Drag force coefficient at Blade 1, Node 2 |  | (-)
| B1N3Cd |  | Drag force coefficient at Blade 1, Node 3 |  | (-)
| B1N4Cd |  | Drag force coefficient at Blade 1, Node 4 |  | (-)
| B1N5Cd |  | Drag force coefficient at Blade 1, Node 5 |  | (-)
| B1N6Cd |  | Drag force coefficient at Blade 1, Node 6 |  | (-)
| B1N7Cd |  | Drag force coefficient at Blade 1, Node 7 |  | (-)
| B1N8Cd |  | Drag force coefficient at Blade 1, Node 8 |  | (-)
| B1N9Cd |  | Drag force coefficient at Blade 1, Node 9 |  | (-)
| B2N1Cd |  | Drag force coefficient at Blade 2, Node 1 |  | (-)
| B2N2Cd |  | Drag force coefficient at Blade 2, Node 2 |  | (-)
| B2N3Cd |  | Drag force coefficient at Blade 2, Node 3 |  | (-)
| B2N4Cd |  | Drag force coefficient at Blade 2, Node 4 |  | (-)
| B2N5Cd |  | Drag force coefficient at Blade 2, Node 5 |  | (-)
| B2N6Cd |  | Drag force coefficient at Blade 2, Node 6 |  | (-)
| B2N7Cd |  | Drag force coefficient at Blade 2, Node 7 |  | (-)
| B2N8Cd |  | Drag force coefficient at Blade 2, Node 8 |  | (-)
| B2N9Cd |  | Drag force coefficient at Blade 2, Node 9 |  | (-)
| B3N1Cd |  | Drag force coefficient at Blade 3, Node 1 |  | (-)
| B3N2Cd |  | Drag force coefficient at Blade 3, Node 2 |  | (-)
| B3N3Cd |  | Drag force coefficient at Blade 3, Node 3 |  | (-)
| B3N4Cd |  | Drag force coefficient at Blade 3, Node 4 |  | (-)
| B3N5Cd |  | Drag force coefficient at Blade 3, Node 5 |  | (-)
| B3N6Cd |  | Drag force coefficient at Blade 3, Node 6 |  | (-)
| B3N7Cd |  | Drag force coefficient at Blade 3, Node 7 |  | (-)
| B3N8Cd |  | Drag force coefficient at Blade 3, Node 8 |  | (-)
| B3N9Cd |  | Drag force coefficient at Blade 3, Node 9 |  | (-)
| B1N1Cm |  | Pitching moment coefficient at Blade 1, Node 1 |  | (-)
| B1N2Cm |  | Pitching moment coefficient at Blade 1, Node 2 |  | (-)
| B1N3Cm |  | Pitching moment coefficient at Blade 1, Node 3 |  | (-)
| B1N4Cm |  | Pitching moment coefficient at Blade 1, Node 4 |  | (-)
| B1N5Cm |  | Pitching moment coefficient at Blade 1, Node 5 |  | (-)
| B1N6Cm |  | Pitching moment coefficient at Blade 1, Node 6 |  | (-)
| B1N7Cm |  | Pitching moment coefficient at Blade 1, Node 7 |  | (-)
| B1N8Cm |  | Pitching moment coefficient at Blade 1, Node 8 |  | (-)
| B1N9Cm |  | Pitching moment coefficient at Blade 1, Node 9 |  | (-)
| B2N1Cm |  | Pitching moment coefficient at Blade 2, Node 1 |  | (-)
| B2N2Cm |  | Pitching moment coefficient at Blade 2, Node 2 |  | (-)
| B2N3Cm |  | Pitching moment coefficient at Blade 2, Node 3 |  | (-)
| B2N4Cm |  | Pitching moment coefficient at Blade 2, Node 4 |  | (-)
| B2N5Cm |  | Pitching moment coefficient at Blade 2, Node 5 |  | (-)
| B2N6Cm |  | Pitching moment coefficient at Blade 2, Node 6 |  | (-)
| B2N7Cm |  | Pitching moment coefficient at Blade 2, Node 7 |  | (-)
| B2N8Cm |  | Pitching moment coefficient at Blade 2, Node 8 |  | (-)
| B2N9Cm |  | Pitching moment coefficient at Blade 2, Node 9 |  | (-)
| B3N1Cm |  | Pitching moment coefficient at Blade 3, Node 1 |  | (-)
| B3N2Cm |  | Pitching moment coefficient at Blade 3, Node 2 |  | (-)
| B3N3Cm |  | Pitching moment coefficient at Blade 3, Node 3 |  | (-)
| B3N4Cm |  | Pitching moment coefficient at Blade 3, Node 4 |  | (-)
| B3N5Cm |  | Pitching moment coefficient at Blade 3, Node 5 |  | (-)
| B3N6Cm |  | Pitching moment coefficient at Blade 3, Node 6 |  | (-)
| B3N7Cm |  | Pitching moment coefficient at Blade 3, Node 7 |  | (-)
| B3N8Cm |  | Pitching moment coefficient at Blade 3, Node 8 |  | (-)
| B3N9Cm |  | Pitching moment coefficient at Blade 3, Node 9 |  | (-)
| B1N1Cx |  | Normal force (to plane) coefficient at Blade 1, Node 1 |  | (-)
| B1N2Cx |  | Normal force (to plane) coefficient at Blade 1, Node 2 |  | (-)
| B1N3Cx |  | Normal force (to plane) coefficient at Blade 1, Node 3 |  | (-)
| B1N4Cx |  | Normal force (to plane) coefficient at Blade 1, Node 4 |  | (-)
| B1N5Cx |  | Normal force (to plane) coefficient at Blade 1, Node 5 |  | (-)
| B1N6Cx |  | Normal force (to plane) coefficient at Blade 1, Node 6 |  | (-)
| B1N7Cx |  | Normal force (to plane) coefficient at Blade 1, Node 7 |  | (-)
| B1N8Cx |  | Normal force (to plane) coefficient at Blade 1, Node 8 |  | (-)
| B1N9Cx |  | Normal force (to plane) coefficient at Blade 1, Node 9 |  | (-)
| B2N1Cx |  | Normal force (to plane) coefficient at Blade 2, Node 1 |  | (-)
| B2N2Cx |  | Normal force (to plane) coefficient at Blade 2, Node 2 |  | (-)
| B2N3Cx |  | Normal force (to plane) coefficient at Blade 2, Node 3 |  | (-)
| B2N4Cx |  | Normal force (to plane) coefficient at Blade 2, Node 4 |  | (-)
| B2N5Cx |  | Normal force (to plane) coefficient at Blade 2, Node 5 |  | (-)
| B2N6Cx |  | Normal force (to plane) coefficient at Blade 2, Node 6 |  | (-)
| B2N7Cx |  | Normal force (to plane) coefficient at Blade 2, Node 7 |  | (-)
| B2N8Cx |  | Normal force (to plane) coefficient at Blade 2, Node 8 |  | (-)
| B2N9Cx |  | Normal force (to plane) coefficient at Blade 2, Node 9 |  | (-)
| B3N1Cx |  | Normal force (to plane) coefficient at Blade 3, Node 1 |  | (-)
| B3N2Cx |  | Normal force (to plane) coefficient at Blade 3, Node 2 |  | (-)
| B3N3Cx |  | Normal force (to plane) coefficient at Blade 3, Node 3 |  | (-)
| B3N4Cx |  | Normal force (to plane) coefficient at Blade 3, Node 4 |  | (-)
| B3N5Cx |  | Normal force (to plane) coefficient at Blade 3, Node 5 |  | (-)
| B3N6Cx |  | Normal force (to plane) coefficient at Blade 3, Node 6 |  | (-)
| B3N7Cx |  | Normal force (to plane) coefficient at Blade 3, Node 7 |  | (-)
| B3N8Cx |  | Normal force (to plane) coefficient at Blade 3, Node 8 |  | (-)
| B3N9Cx |  | Normal force (to plane) coefficient at Blade 3, Node 9 |  | (-)
| B1N1Cy |  | Tangential force (to plane) coefficient at Blade 1, Node 1 |  | (-)
| B1N2Cy |  | Tangential force (to plane) coefficient at Blade 1, Node 2 |  | (-)
| B1N3Cy |  | Tangential force (to plane) coefficient at Blade 1, Node 3 |  | (-)
| B1N4Cy |  | Tangential force (to plane) coefficient at Blade 1, Node 4 |  | (-)
| B1N5Cy |  | Tangential force (to plane) coefficient at Blade 1, Node 5 |  | (-)
| B1N6Cy |  | Tangential force (to plane) coefficient at Blade 1, Node 6 |  | (-)
| B1N7Cy |  | Tangential force (to plane) coefficient at Blade 1, Node 7 |  | (-)
| B1N8Cy |  | Tangential force (to plane) coefficient at Blade 1, Node 8 |  | (-)
| B1N9Cy |  | Tangential force (to plane) coefficient at Blade 1, Node 9 |  | (-)
| B2N1Cy |  | Tangential force (to plane) coefficient at Blade 2, Node 1 |  | (-)
| B2N2Cy |  | Tangential force (to plane) coefficient at Blade 2, Node 2 |  | (-)
| B2N3Cy |  | Tangential force (to plane) coefficient at Blade 2, Node 3 |  | (-)
| B2N4Cy |  | Tangential force (to plane) coefficient at Blade 2, Node 4 |  | (-)
| B2N5Cy |  | Tangential force (to plane) coefficient at Blade 2, Node 5 |  | (-)
| B2N6Cy |  | Tangential force (to plane) coefficient at Blade 2, Node 6 |  | (-)
| B2N7Cy |  | Tangential force (to plane) coefficient at Blade 2, Node 7 |  | (-)
| B2N8Cy |  | Tangential force (to plane) coefficient at Blade 2, Node 8 |  | (-)
| B2N9Cy |  | Tangential force (to plane) coefficient at Blade 2, Node 9 |  | (-)
| B3N1Cy |  | Tangential force (to plane) coefficient at Blade 3, Node 1 |  | (-)
| B3N2Cy |  | Tangential force (to plane) coefficient at Blade 3, Node 2 |  | (-)
| B3N3Cy |  | Tangential force (to plane) coefficient at Blade 3, Node 3 |  | (-)
| B3N4Cy |  | Tangential force (to plane) coefficient at Blade 3, Node 4 |  | (-)
| B3N5Cy |  | Tangential force (to plane) coefficient at Blade 3, Node 5 |  | (-)
| B3N6Cy |  | Tangential force (to plane) coefficient at Blade 3, Node 6 |  | (-)
| B3N7Cy |  | Tangential force (to plane) coefficient at Blade 3, Node 7 |  | (-)
| B3N8Cy |  | Tangential force (to plane) coefficient at Blade 3, Node 8 |  | (-)
| B3N9Cy |  | Tangential force (to plane) coefficient at Blade 3, Node 9 |  | (-)
| B1N1Cn |  | Normal force (to chord) coefficient at Blade 1, Node 1 |  | (-)
| B1N2Cn |  | Normal force (to chord) coefficient at Blade 1, Node 2 |  | (-)
| B1N3Cn |  | Normal force (to chord) coefficient at Blade 1, Node 3 |  | (-)
| B1N4Cn |  | Normal force (to chord) coefficient at Blade 1, Node 4 |  | (-)
| B1N5Cn |  | Normal force (to chord) coefficient at Blade 1, Node 5 |  | (-)
| B1N6Cn |  | Normal force (to chord) coefficient at Blade 1, Node 6 |  | (-)
| B1N7Cn |  | Normal force (to chord) coefficient at Blade 1, Node 7 |  | (-)
| B1N8Cn |  | Normal force (to chord) coefficient at Blade 1, Node 8 |  | (-)
| B1N9Cn |  | Normal force (to chord) coefficient at Blade 1, Node 9 |  | (-)
| B2N1Cn |  | Normal force (to chord) coefficient at Blade 2, Node 1 |  | (-)
| B2N2Cn |  | Normal force (to chord) coefficient at Blade 2, Node 2 |  | (-)
| B2N3Cn |  | Normal force (to chord) coefficient at Blade 2, Node 3 |  | (-)
| B2N4Cn |  | Normal force (to chord) coefficient at Blade 2, Node 4 |  | (-)
| B2N5Cn |  | Normal force (to chord) coefficient at Blade 2, Node 5 |  | (-)
| B2N6Cn |  | Normal force (to chord) coefficient at Blade 2, Node 6 |  | (-)
| B2N7Cn |  | Normal force (to chord) coefficient at Blade 2, Node 7 |  | (-)
| B2N8Cn |  | Normal force (to chord) coefficient at Blade 2, Node 8 |  | (-)
| B2N9Cn |  | Normal force (to chord) coefficient at Blade 2, Node 9 |  | (-)
| B3N1Cn |  | Normal force (to chord) coefficient at Blade 3, Node 1 |  | (-)
| B3N2Cn |  | Normal force (to chord) coefficient at Blade 3, Node 2 |  | (-)
| B3N3Cn |  | Normal force (to chord) coefficient at Blade 3, Node 3 |  | (-)
| B3N4Cn |  | Normal force (to chord) coefficient at Blade 3, Node 4 |  | (-)
| B3N5Cn |  | Normal force (to chord) coefficient at Blade 3, Node 5 |  | (-)
| B3N6Cn |  | Normal force (to chord) coefficient at Blade 3, Node 6 |  | (-)
| B3N7Cn |  | Normal force (to chord) coefficient at Blade 3, Node 7 |  | (-)
| B3N8Cn |  | Normal force (to chord) coefficient at Blade 3, Node 8 |  | (-)
| B3N9Cn |  | Normal force (to chord) coefficient at Blade 3, Node 9 |  | (-)
| B1N1Ct |  | Tangential force (to chord) coefficient at Blade 1, Node 1 |  | (-)
| B1N2Ct |  | Tangential force (to chord) coefficient at Blade 1, Node 2 |  | (-)
| B1N3Ct |  | Tangential force (to chord) coefficient at Blade 1, Node 3 |  | (-)
| B1N4Ct |  | Tangential force (to chord) coefficient at Blade 1, Node 4 |  | (-)
| B1N5Ct |  | Tangential force (to chord) coefficient at Blade 1, Node 5 |  | (-)
| B1N6Ct |  | Tangential force (to chord) coefficient at Blade 1, Node 6 |  | (-)
| B1N7Ct |  | Tangential force (to chord) coefficient at Blade 1, Node 7 |  | (-)
| B1N8Ct |  | Tangential force (to chord) coefficient at Blade 1, Node 8 |  | (-)
| B1N9Ct |  | Tangential force (to chord) coefficient at Blade 1, Node 9 |  | (-)
| B2N1Ct |  | Tangential force (to chord) coefficient at Blade 2, Node 1 |  | (-)
| B2N2Ct |  | Tangential force (to chord) coefficient at Blade 2, Node 2 |  | (-)
| B2N3Ct |  | Tangential force (to chord) coefficient at Blade 2, Node 3 |  | (-)
| B2N4Ct |  | Tangential force (to chord) coefficient at Blade 2, Node 4 |  | (-)
| B2N5Ct |  | Tangential force (to chord) coefficient at Blade 2, Node 5 |  | (-)
| B2N6Ct |  | Tangential force (to chord) coefficient at Blade 2, Node 6 |  | (-)
| B2N7Ct |  | Tangential force (to chord) coefficient at Blade 2, Node 7 |  | (-)
| B2N8Ct |  | Tangential force (to chord) coefficient at Blade 2, Node 8 |  | (-)
| B2N9Ct |  | Tangential force (to chord) coefficient at Blade 2, Node 9 |  | (-)
| B3N1Ct |  | Tangential force (to chord) coefficient at Blade 3, Node 1 |  | (-)
| B3N2Ct |  | Tangential force (to chord) coefficient at Blade 3, Node 2 |  | (-)
| B3N3Ct |  | Tangential force (to chord) coefficient at Blade 3, Node 3 |  | (-)
| B3N4Ct |  | Tangential force (to chord) coefficient at Blade 3, Node 4 |  | (-)
| B3N5Ct |  | Tangential force (to chord) coefficient at Blade 3, Node 5 |  | (-)
| B3N6Ct |  | Tangential force (to chord) coefficient at Blade 3, Node 6 |  | (-)
| B3N7Ct |  | Tangential force (to chord) coefficient at Blade 3, Node 7 |  | (-)
| B3N8Ct |  | Tangential force (to chord) coefficient at Blade 3, Node 8 |  | (-)
| B3N9Ct |  | Tangential force (to chord) coefficient at Blade 3, Node 9 |  | (-)
| B1N1Fl |  | Lift force per unit length at Blade 1, Node 1 |  | (N/m)
| B1N2Fl |  | Lift force per unit length at Blade 1, Node 2 |  | (N/m)
| B1N3Fl |  | Lift force per unit length at Blade 1, Node 3 |  | (N/m)
| B1N4Fl |  | Lift force per unit length at Blade 1, Node 4 |  | (N/m)
| B1N5Fl |  | Lift force per unit length at Blade 1, Node 5 |  | (N/m)
| B1N6Fl |  | Lift force per unit length at Blade 1, Node 6 |  | (N/m)
| B1N7Fl |  | Lift force per unit length at Blade 1, Node 7 |  | (N/m)
| B1N8Fl |  | Lift force per unit length at Blade 1, Node 8 |  | (N/m)
| B1N9Fl |  | Lift force per unit length at Blade 1, Node 9 |  | (N/m)
| B2N1Fl |  | Lift force per unit length at Blade 2, Node 1 |  | (N/m)
| B2N2Fl |  | Lift force per unit length at Blade 2, Node 2 |  | (N/m)
| B2N3Fl |  | Lift force per unit length at Blade 2, Node 3 |  | (N/m)
| B2N4Fl |  | Lift force per unit length at Blade 2, Node 4 |  | (N/m)
| B2N5Fl |  | Lift force per unit length at Blade 2, Node 5 |  | (N/m)
| B2N6Fl |  | Lift force per unit length at Blade 2, Node 6 |  | (N/m)
| B2N7Fl |  | Lift force per unit length at Blade 2, Node 7 |  | (N/m)
| B2N8Fl |  | Lift force per unit length at Blade 2, Node 8 |  | (N/m)
| B2N9Fl |  | Lift force per unit length at Blade 2, Node 9 |  | (N/m)
| B3N1Fl |  | Lift force per unit length at Blade 3, Node 1 |  | (N/m)
| B3N2Fl |  | Lift force per unit length at Blade 3, Node 2 |  | (N/m)
| B3N3Fl |  | Lift force per unit length at Blade 3, Node 3 |  | (N/m)
| B3N4Fl |  | Lift force per unit length at Blade 3, Node 4 |  | (N/m)
| B3N5Fl |  | Lift force per unit length at Blade 3, Node 5 |  | (N/m)
| B3N6Fl |  | Lift force per unit length at Blade 3, Node 6 |  | (N/m)
| B3N7Fl |  | Lift force per unit length at Blade 3, Node 7 |  | (N/m)
| B3N8Fl |  | Lift force per unit length at Blade 3, Node 8 |  | (N/m)
| B3N9Fl |  | Lift force per unit length at Blade 3, Node 9 |  | (N/m)
| B1N1Fd |  | Drag force per unit length at Blade 1, Node 1 |  | (N/m)
| B1N2Fd |  | Drag force per unit length at Blade 1, Node 2 |  | (N/m)
| B1N3Fd |  | Drag force per unit length at Blade 1, Node 3 |  | (N/m)
| B1N4Fd |  | Drag force per unit length at Blade 1, Node 4 |  | (N/m)
| B1N5Fd |  | Drag force per unit length at Blade 1, Node 5 |  | (N/m)
| B1N6Fd |  | Drag force per unit length at Blade 1, Node 6 |  | (N/m)
| B1N7Fd |  | Drag force per unit length at Blade 1, Node 7 |  | (N/m)
| B1N8Fd |  | Drag force per unit length at Blade 1, Node 8 |  | (N/m)
| B1N9Fd |  | Drag force per unit length at Blade 1, Node 9 |  | (N/m)
| B2N1Fd |  | Drag force per unit length at Blade 2, Node 1 |  | (N/m)
| B2N2Fd |  | Drag force per unit length at Blade 2, Node 2 |  | (N/m)
| B2N3Fd |  | Drag force per unit length at Blade 2, Node 3 |  | (N/m)
| B2N4Fd |  | Drag force per unit length at Blade 2, Node 4 |  | (N/m)
| B2N5Fd |  | Drag force per unit length at Blade 2, Node 5 |  | (N/m)
| B2N6Fd |  | Drag force per unit length at Blade 2, Node 6 |  | (N/m)
| B2N7Fd |  | Drag force per unit length at Blade 2, Node 7 |  | (N/m)
| B2N8Fd |  | Drag force per unit length at Blade 2, Node 8 |  | (N/m)
| B2N9Fd |  | Drag force per unit length at Blade 2, Node 9 |  | (N/m)
| B3N1Fd |  | Drag force per unit length at Blade 3, Node 1 |  | (N/m)
| B3N2Fd |  | Drag force per unit length at Blade 3, Node 2 |  | (N/m)
| B3N3Fd |  | Drag force per unit length at Blade 3, Node 3 |  | (N/m)
| B3N4Fd |  | Drag force per unit length at Blade 3, Node 4 |  | (N/m)
| B3N5Fd |  | Drag force per unit length at Blade 3, Node 5 |  | (N/m)
| B3N6Fd |  | Drag force per unit length at Blade 3, Node 6 |  | (N/m)
| B3N7Fd |  | Drag force per unit length at Blade 3, Node 7 |  | (N/m)
| B3N8Fd |  | Drag force per unit length at Blade 3, Node 8 |  | (N/m)
| B3N9Fd |  | Drag force per unit length at Blade 3, Node 9 |  | (N/m)
| B1N1Mm |  | Pitching moment per unit length at Blade 1, Node 1 |  | (N-m/m)
| B1N2Mm |  | Pitching moment per unit length at Blade 1, Node 2 |  | (N-m/m)
| B1N3Mm |  | Pitching moment per unit length at Blade 1, Node 3 |  | (N-m/m)
| B1N4Mm |  | Pitching moment per unit length at Blade 1, Node 4 |  | (N-m/m)
| B1N5Mm |  | Pitching moment per unit length at Blade 1, Node 5 |  | (N-m/m)
| B1N6Mm |  | Pitching moment per unit length at Blade 1, Node 6 |  | (N-m/m)
| B1N7Mm |  | Pitching moment per unit length at Blade 1, Node 7 |  | (N-m/m)
| B1N8Mm |  | Pitching moment per unit length at Blade 1, Node 8 |  | (N-m/m)
| B1N9Mm |  | Pitching moment per unit length at Blade 1, Node 9 |  | (N-m/m)
| B2N1Mm |  | Pitching moment per unit length at Blade 2, Node 1 |  | (N-m/m)
| B2N2Mm |  | Pitching moment per unit length at Blade 2, Node 2 |  | (N-m/m)
| B2N3Mm |  | Pitching moment per unit length at Blade 2, Node 3 |  | (N-m/m)
| B2N4Mm |  | Pitching moment per unit length at Blade 2, Node 4 |  | (N-m/m)
| B2N5Mm |  | Pitching moment per unit length at Blade 2, Node 5 |  | (N-m/m)
| B2N6Mm |  | Pitching moment per unit length at Blade 2, Node 6 |  | (N-m/m)
| B2N7Mm |  | Pitching moment per unit length at Blade 2, Node 7 |  | (N-m/m)
| B2N8Mm |  | Pitching moment per unit length at Blade 2, Node 8 |  | (N-m/m)
| B2N9Mm |  | Pitching moment per unit length at Blade 2, Node 9 |  | (N-m/m)
| B3N1Mm |  | Pitching moment per unit length at Blade 3, Node 1 |  | (N-m/m)
| B3N2Mm |  | Pitching moment per unit length at Blade 3, Node 2 |  | (N-m/m)
| B3N3Mm |  | Pitching moment per unit length at Blade 3, Node 3 |  | (N-m/m)
| B3N4Mm |  | Pitching moment per unit length at Blade 3, Node 4 |  | (N-m/m)
| B3N5Mm |  | Pitching moment per unit length at Blade 3, Node 5 |  | (N-m/m)
| B3N6Mm |  | Pitching moment per unit length at Blade 3, Node 6 |  | (N-m/m)
| B3N7Mm |  | Pitching moment per unit length at Blade 3, Node 7 |  | (N-m/m)
| B3N8Mm |  | Pitching moment per unit length at Blade 3, Node 8 |  | (N-m/m)
| B3N9Mm |  | Pitching moment per unit length at Blade 3, Node 9 |  | (N-m/m)
| B1N1Fx |  | Normal force (to plane) per unit length at Blade 1, Node 1 |  | (N/m)
| B1N2Fx |  | Normal force (to plane) per unit length at Blade 1, Node 2 |  | (N/m)
| B1N3Fx |  | Normal force (to plane) per unit length at Blade 1, Node 3 |  | (N/m)
| B1N4Fx |  | Normal force (to plane) per unit length at Blade 1, Node 4 |  | (N/m)
| B1N5Fx |  | Normal force (to plane) per unit length at Blade 1, Node 5 |  | (N/m)
| B1N6Fx |  | Normal force (to plane) per unit length at Blade 1, Node 6 |  | (N/m)
| B1N7Fx |  | Normal force (to plane) per unit length at Blade 1, Node 7 |  | (N/m)
| B1N8Fx |  | Normal force (to plane) per unit length at Blade 1, Node 8 |  | (N/m)
| B1N9Fx |  | Normal force (to plane) per unit length at Blade 1, Node 9 |  | (N/m)
| B2N1Fx |  | Normal force (to plane) per unit length at Blade 2, Node 1 |  | (N/m)
| B2N2Fx |  | Normal force (to plane) per unit length at Blade 2, Node 2 |  | (N/m)
| B2N3Fx |  | Normal force (to plane) per unit length at Blade 2, Node 3 |  | (N/m)
| B2N4Fx |  | Normal force (to plane) per unit length at Blade 2, Node 4 |  | (N/m)
| B2N5Fx |  | Normal force (to plane) per unit length at Blade 2, Node 5 |  | (N/m)
| B2N6Fx |  | Normal force (to plane) per unit length at Blade 2, Node 6 |  | (N/m)
| B2N7Fx |  | Normal force (to plane) per unit length at Blade 2, Node 7 |  | (N/m)
| B2N8Fx |  | Normal force (to plane) per unit length at Blade 2, Node 8 |  | (N/m)
| B2N9Fx |  | Normal force (to plane) per unit length at Blade 2, Node 9 |  | (N/m)
| B3N1Fx |  | Normal force (to plane) per unit length at Blade 3, Node 1 |  | (N/m)
| B3N2Fx |  | Normal force (to plane) per unit length at Blade 3, Node 2 |  | (N/m)
| B3N3Fx |  | Normal force (to plane) per unit length at Blade 3, Node 3 |  | (N/m)
| B3N4Fx |  | Normal force (to plane) per unit length at Blade 3, Node 4 |  | (N/m)
| B3N5Fx |  | Normal force (to plane) per unit length at Blade 3, Node 5 |  | (N/m)
| B3N6Fx |  | Normal force (to plane) per unit length at Blade 3, Node 6 |  | (N/m)
| B3N7Fx |  | Normal force (to plane) per unit length at Blade 3, Node 7 |  | (N/m)
| B3N8Fx |  | Normal force (to plane) per unit length at Blade 3, Node 8 |  | (N/m)
| B3N9Fx |  | Normal force (to plane) per unit length at Blade 3, Node 9 |  | (N/m)
| B1N1Fy |  | Tangential force (to plane) per unit length at Blade 1, Node 1 |  | (N/m)
| B1N2Fy |  | Tangential force (to plane) per unit length at Blade 1, Node 2 |  | (N/m)
| B1N3Fy |  | Tangential force (to plane) per unit length at Blade 1, Node 3 |  | (N/m)
| B1N4Fy |  | Tangential force (to plane) per unit length at Blade 1, Node 4 |  | (N/m)
| B1N5Fy |  | Tangential force (to plane) per unit length at Blade 1, Node 5 |  | (N/m)
| B1N6Fy |  | Tangential force (to plane) per unit length at Blade 1, Node 6 |  | (N/m)
| B1N7Fy |  | Tangential force (to plane) per unit length at Blade 1, Node 7 |  | (N/m)
| B1N8Fy |  | Tangential force (to plane) per unit length at Blade 1, Node 8 |  | (N/m)
| B1N9Fy |  | Tangential force (to plane) per unit length at Blade 1, Node 9 |  | (N/m)
| B2N1Fy |  | Tangential force (to plane) per unit length at Blade 2, Node 1 |  | (N/m)
| B2N2Fy |  | Tangential force (to plane) per unit length at Blade 2, Node 2 |  | (N/m)
| B2N3Fy |  | Tangential force (to plane) per unit length at Blade 2, Node 3 |  | (N/m)
| B2N4Fy |  | Tangential force (to plane) per unit length at Blade 2, Node 4 |  | (N/m)
| B2N5Fy |  | Tangential force (to plane) per unit length at Blade 2, Node 5 |  | (N/m)
| B2N6Fy |  | Tangential force (to plane) per unit length at Blade 2, Node 6 |  | (N/m)
| B2N7Fy |  | Tangential force (to plane) per unit length at Blade 2, Node 7 |  | (N/m)
| B2N8Fy |  | Tangential force (to plane) per unit length at Blade 2, Node 8 |  | (N/m)
| B2N9Fy |  | Tangential force (to plane) per unit length at Blade 2, Node 9 |  | (N/m)
| B3N1Fy |  | Tangential force (to plane) per unit length at Blade 3, Node 1 |  | (N/m)
| B3N2Fy |  | Tangential force (to plane) per unit length at Blade 3, Node 2 |  | (N/m)
| B3N3Fy |  | Tangential force (to plane) per unit length at Blade 3, Node 3 |  | (N/m)
| B3N4Fy |  | Tangential force (to plane) per unit length at Blade 3, Node 4 |  | (N/m)
| B3N5Fy |  | Tangential force (to plane) per unit length at Blade 3, Node 5 |  | (N/m)
| B3N6Fy |  | Tangential force (to plane) per unit length at Blade 3, Node 6 |  | (N/m)
| B3N7Fy |  | Tangential force (to plane) per unit length at Blade 3, Node 7 |  | (N/m)
| B3N8Fy |  | Tangential force (to plane) per unit length at Blade 3, Node 8 |  | (N/m)
| B3N9Fy |  | Tangential force (to plane) per unit length at Blade 3, Node 9 |  | (N/m)
| B1N1Fn |  | Normal force (to chord) per unit length at Blade 1, Node 1 |  | (N/m)
| B1N2Fn |  | Normal force (to chord) per unit length at Blade 1, Node 2 |  | (N/m)
| B1N3Fn |  | Normal force (to chord) per unit length at Blade 1, Node 3 |  | (N/m)
| B1N4Fn |  | Normal force (to chord) per unit length at Blade 1, Node 4 |  | (N/m)
| B1N5Fn |  | Normal force (to chord) per unit length at Blade 1, Node 5 |  | (N/m)
| B1N6Fn |  | Normal force (to chord) per unit length at Blade 1, Node 6 |  | (N/m)
| B1N7Fn |  | Normal force (to chord) per unit length at Blade 1, Node 7 |  | (N/m)
| B1N8Fn |  | Normal force (to chord) per unit length at Blade 1, Node 8 |  | (N/m)
| B1N9Fn |  | Normal force (to chord) per unit length at Blade 1, Node 9 |  | (N/m)
| B2N1Fn |  | Normal force (to chord) per unit length at Blade 2, Node 1 |  | (N/m)
| B2N2Fn |  | Normal force (to chord) per unit length at Blade 2, Node 2 |  | (N/m)
| B2N3Fn |  | Normal force (to chord) per unit length at Blade 2, Node 3 |  | (N/m)
| B2N4Fn |  | Normal force (to chord) per unit length at Blade 2, Node 4 |  | (N/m)
| B2N5Fn |  | Normal force (to chord) per unit length at Blade 2, Node 5 |  | (N/m)
| B2N6Fn |  | Normal force (to chord) per unit length at Blade 2, Node 6 |  | (N/m)
| B2N7Fn |  | Normal force (to chord) per unit length at Blade 2, Node 7 |  | (N/m)
| B2N8Fn |  | Normal force (to chord) per unit length at Blade 2, Node 8 |  | (N/m)
| B2N9Fn |  | Normal force (to chord) per unit length at Blade 2, Node 9 |  | (N/m)
| B3N1Fn |  | Normal force (to chord) per unit length at Blade 3, Node 1 |  | (N/m)
| B3N2Fn |  | Normal force (to chord) per unit length at Blade 3, Node 2 |  | (N/m)
| B3N3Fn |  | Normal force (to chord) per unit length at Blade 3, Node 3 |  | (N/m)
| B3N4Fn |  | Normal force (to chord) per unit length at Blade 3, Node 4 |  | (N/m)
| B3N5Fn |  | Normal force (to chord) per unit length at Blade 3, Node 5 |  | (N/m)
| B3N6Fn |  | Normal force (to chord) per unit length at Blade 3, Node 6 |  | (N/m)
| B3N7Fn |  | Normal force (to chord) per unit length at Blade 3, Node 7 |  | (N/m)
| B3N8Fn |  | Normal force (to chord) per unit length at Blade 3, Node 8 |  | (N/m)
| B3N9Fn |  | Normal force (to chord) per unit length at Blade 3, Node 9 |  | (N/m)
| B1N1Ft |  | Tangential force (to chord) per unit length at Blade 1, Node 1 |  | (N/m)
| B1N2Ft |  | Tangential force (to chord) per unit length at Blade 1, Node 2 |  | (N/m)
| B1N3Ft |  | Tangential force (to chord) per unit length at Blade 1, Node 3 |  | (N/m)
| B1N4Ft |  | Tangential force (to chord) per unit length at Blade 1, Node 4 |  | (N/m)
| B1N5Ft |  | Tangential force (to chord) per unit length at Blade 1, Node 5 |  | (N/m)
| B1N6Ft |  | Tangential force (to chord) per unit length at Blade 1, Node 6 |  | (N/m)
| B1N7Ft |  | Tangential force (to chord) per unit length at Blade 1, Node 7 |  | (N/m)
| B1N8Ft |  | Tangential force (to chord) per unit length at Blade 1, Node 8 |  | (N/m)
| B1N9Ft |  | Tangential force (to chord) per unit length at Blade 1, Node 9 |  | (N/m)
| B2N1Ft |  | Tangential force (to chord) per unit length at Blade 2, Node 1 |  | (N/m)
| B2N2Ft |  | Tangential force (to chord) per unit length at Blade 2, Node 2 |  | (N/m)
| B2N3Ft |  | Tangential force (to chord) per unit length at Blade 2, Node 3 |  | (N/m)
| B2N4Ft |  | Tangential force (to chord) per unit length at Blade 2, Node 4 |  | (N/m)
| B2N5Ft |  | Tangential force (to chord) per unit length at Blade 2, Node 5 |  | (N/m)
| B2N6Ft |  | Tangential force (to chord) per unit length at Blade 2, Node 6 |  | (N/m)
| B2N7Ft |  | Tangential force (to chord) per unit length at Blade 2, Node 7 |  | (N/m)
| B2N8Ft |  | Tangential force (to chord) per unit length at Blade 2, Node 8 |  | (N/m)
| B2N9Ft |  | Tangential force (to chord) per unit length at Blade 2, Node 9 |  | (N/m)
| B3N1Ft |  | Tangential force (to chord) per unit length at Blade 3, Node 1 |  | (N/m)
| B3N2Ft |  | Tangential force (to chord) per unit length at Blade 3, Node 2 |  | (N/m)
| B3N3Ft |  | Tangential force (to chord) per unit length at Blade 3, Node 3 |  | (N/m)
| B3N4Ft |  | Tangential force (to chord) per unit length at Blade 3, Node 4 |  | (N/m)
| B3N5Ft |  | Tangential force (to chord) per unit length at Blade 3, Node 5 |  | (N/m)
| B3N6Ft |  | Tangential force (to chord) per unit length at Blade 3, Node 6 |  | (N/m)
| B3N7Ft |  | Tangential force (to chord) per unit length at Blade 3, Node 7 |  | (N/m)
| B3N8Ft |  | Tangential force (to chord) per unit length at Blade 3, Node 8 |  | (N/m)
| B3N9Ft |  | Tangential force (to chord) per unit length at Blade 3, Node 9 |  | (N/m)
| B1N1Clrnc |  | Tower clearance at Blade 1, Node 1 (based on the absolute distance to the nearest point in the tower from B1N1 minus the local tower radius, in the deflected configuration); please note that this clearance is only approximate because the calculation assumes that the blade is a line with no volume (however, the calculation does use the local tower radius); when B1N1 is above the tower top (or below the tower base), the absolute distance to the tower top (or base) minus the local tower radius, in the deflected configuration, is output |  | (m)
| B1N2Clrnc |  | Tower clearance at Blade 1, Node 2 (based on the absolute distance to the nearest point in the tower from B1N2 minus the local tower radius, in the deflected configuration); please note that this clearance is only approximate because the calculation assumes that the blade is a line with no volume (however, the calculation does use the local tower radius); when B1N2 is above the tower top (or below the tower base), the absolute distance to the tower top (or base) minus the local tower radius, in the deflected configuration, is output |  | (m)
| B1N3Clrnc |  | Tower clearance at Blade 1, Node 3 (based on the absolute distance to the nearest point in the tower from B1N3 minus the local tower radius, in the deflected configuration); please note that this clearance is only approximate because the calculation assumes that the blade is a line with no volume (however, the calculation does use the local tower radius); when B1N3 is above the tower top (or below the tower base), the absolute distance to the tower top (or base) minus the local tower radius, in the deflected configuration, is output |  | (m)
| B1N4Clrnc |  | Tower clearance at Blade 1, Node 4 (based on the absolute distance to the nearest point in the tower from B1N4 minus the local tower radius, in the deflected configuration); please note that this clearance is only approximate because the calculation assumes that the blade is a line with no volume (however, the calculation does use the local tower radius); when B1N4 is above the tower top (or below the tower base), the absolute distance to the tower top (or base) minus the local tower radius, in the deflected configuration, is output |  | (m)
| B1N5Clrnc |  | Tower clearance at Blade 1, Node 5 (based on the absolute distance to the nearest point in the tower from B1N5 minus the local tower radius, in the deflected configuration); please note that this clearance is only approximate because the calculation assumes that the blade is a line with no volume (however, the calculation does use the local tower radius); when B1N5 is above the tower top (or below the tower base), the absolute distance to the tower top (or base) minus the local tower radius, in the deflected configuration, is output |  | (m)
| B1N6Clrnc |  | Tower clearance at Blade 1, Node 6 (based on the absolute distance to the nearest point in the tower from B1N6 minus the local tower radius, in the deflected configuration); please note that this clearance is only approximate because the calculation assumes that the blade is a line with no volume (however, the calculation does use the local tower radius); when B1N6 is above the tower top (or below the tower base), the absolute distance to the tower top (or base) minus the local tower radius, in the deflected configuration, is output |  | (m)
| B1N7Clrnc |  | Tower clearance at Blade 1, Node 7 (based on the absolute distance to the nearest point in the tower from B1N7 minus the local tower radius, in the deflected configuration); please note that this clearance is only approximate because the calculation assumes that the blade is a line with no volume (however, the calculation does use the local tower radius); when B1N7 is above the tower top (or below the tower base), the absolute distance to the tower top (or base) minus the local tower radius, in the deflected configuration, is output |  | (m)
| B1N8Clrnc |  | Tower clearance at Blade 1, Node 8 (based on the absolute distance to the nearest point in the tower from B1N8 minus the local tower radius, in the deflected configuration); please note that this clearance is only approximate because the calculation assumes that the blade is a line with no volume (however, the calculation does use the local tower radius); when B1N8 is above the tower top (or below the tower base), the absolute distance to the tower top (or base) minus the local tower radius, in the deflected configuration, is output |  | (m)
| B1N9Clrnc |  | Tower clearance at Blade 1, Node 9 (based on the absolute distance to the nearest point in the tower from B1N9 minus the local tower radius, in the deflected configuration); please note that this clearance is only approximate because the calculation assumes that the blade is a line with no volume (however, the calculation does use the local tower radius); when B1N9 is above the tower top (or below the tower base), the absolute distance to the tower top (or base) minus the local tower radius, in the deflected configuration, is output |  | (m)
| B2N1Clrnc |  | Tower clearance at Blade 2, Node 1 (based on the absolute distance to the nearest point in the tower from B2N1 minus the local tower radius, in the deflected configuration); please note that this clearance is only approximate because the calculation assumes that the blade is a line with no volume (however, the calculation does use the local tower radius); when B2N1 is above the tower top (or below the tower base), the absolute distance to the tower top (or base) minus the local tower radius, in the deflected configuration, is output |  | (m)
| B2N2Clrnc |  | Tower clearance at Blade 2, Node 2 (based on the absolute distance to the nearest point in the tower from B2N2 minus the local tower radius, in the deflected configuration); please note that this clearance is only approximate because the calculation assumes that the blade is a line with no volume (however, the calculation does use the local tower radius); when B2N2 is above the tower top (or below the tower base), the absolute distance to the tower top (or base) minus the local tower radius, in the deflected configuration, is output |  | (m)
| B2N3Clrnc |  | Tower clearance at Blade 2, Node 3 (based on the absolute distance to the nearest point in the tower from B2N3 minus the local tower radius, in the deflected configuration); please note that this clearance is only approximate because the calculation assumes that the blade is a line with no volume (however, the calculation does use the local tower radius); when B2N3 is above the tower top (or below the tower base), the absolute distance to the tower top (or base) minus the local tower radius, in the deflected configuration, is output |  | (m)
| B2N4Clrnc |  | Tower clearance at Blade 2, Node 4 (based on the absolute distance to the nearest point in the tower from B2N4 minus the local tower radius, in the deflected configuration); please note that this clearance is only approximate because the calculation assumes that the blade is a line with no volume (however, the calculation does use the local tower radius); when B2N4 is above the tower top (or below the tower base), the absolute distance to the tower top (or base) minus the local tower radius, in the deflected configuration, is output |  | (m)
| B2N5Clrnc |  | Tower clearance at Blade 2, Node 5 (based on the absolute distance to the nearest point in the tower from B2N5 minus the local tower radius, in the deflected configuration); please note that this clearance is only approximate because the calculation assumes that the blade is a line with no volume (however, the calculation does use the local tower radius); when B2N5 is above the tower top (or below the tower base), the absolute distance to the tower top (or base) minus the local tower radius, in the deflected configuration, is output |  | (m)
| B2N6Clrnc |  | Tower clearance at Blade 2, Node 6 (based on the absolute distance to the nearest point in the tower from B2N6 minus the local tower radius, in the deflected configuration); please note that this clearance is only approximate because the calculation assumes that the blade is a line with no volume (however, the calculation does use the local tower radius); when B2N6 is above the tower top (or below the tower base), the absolute distance to the tower top (or base) minus the local tower radius, in the deflected configuration, is output |  | (m)
| B2N7Clrnc |  | Tower clearance at Blade 2, Node 7 (based on the absolute distance to the nearest point in the tower from B2N7 minus the local tower radius, in the deflected configuration); please note that this clearance is only approximate because the calculation assumes that the blade is a line with no volume (however, the calculation does use the local tower radius); when B2N7 is above the tower top (or below the tower base), the absolute distance to the tower top (or base) minus the local tower radius, in the deflected configuration, is output |  | (m)
| B2N8Clrnc |  | Tower clearance at Blade 2, Node 8 (based on the absolute distance to the nearest point in the tower from B2N8 minus the local tower radius, in the deflected configuration); please note that this clearance is only approximate because the calculation assumes that the blade is a line with no volume (however, the calculation does use the local tower radius); when B2N8 is above the tower top (or below the tower base), the absolute distance to the tower top (or base) minus the local tower radius, in the deflected configuration, is output |  | (m)
| B2N9Clrnc |  | Tower clearance at Blade 2, Node 9 (based on the absolute distance to the nearest point in the tower from B2N9 minus the local tower radius, in the deflected configuration); please note that this clearance is only approximate because the calculation assumes that the blade is a line with no volume (however, the calculation does use the local tower radius); when B2N9 is above the tower top (or below the tower base), the absolute distance to the tower top (or base) minus the local tower radius, in the deflected configuration, is output |  | (m)
| B3N1Clrnc |  | Tower clearance at Blade 3, Node 1 (based on the absolute distance to the nearest point in the tower from B3N1 minus the local tower radius, in the deflected configuration); please note that this clearance is only approximate because the calculation assumes that the blade is a line with no volume (however, the calculation does use the local tower radius); when B3N1 is above the tower top (or below the tower base), the absolute distance to the tower top (or base) minus the local tower radius, in the deflected configuration, is output |  | (m)
| B3N2Clrnc |  | Tower clearance at Blade 3, Node 2 (based on the absolute distance to the nearest point in the tower from B3N2 minus the local tower radius, in the deflected configuration); please note that this clearance is only approximate because the calculation assumes that the blade is a line with no volume (however, the calculation does use the local tower radius); when B3N2 is above the tower top (or below the tower base), the absolute distance to the tower top (or base) minus the local tower radius, in the deflected configuration, is output |  | (m)
| B3N3Clrnc |  | Tower clearance at Blade 3, Node 3 (based on the absolute distance to the nearest point in the tower from B3N3 minus the local tower radius, in the deflected configuration); please note that this clearance is only approximate because the calculation assumes that the blade is a line with no volume (however, the calculation does use the local tower radius); when B3N3 is above the tower top (or below the tower base), the absolute distance to the tower top (or base) minus the local tower radius, in the deflected configuration, is output |  | (m)
| B3N4Clrnc |  | Tower clearance at Blade 3, Node 4 (based on the absolute distance to the nearest point in the tower from B3N4 minus the local tower radius, in the deflected configuration); please note that this clearance is only approximate because the calculation assumes that the blade is a line with no volume (however, the calculation does use the local tower radius); when B3N4 is above the tower top (or below the tower base), the absolute distance to the tower top (or base) minus the local tower radius, in the deflected configuration, is output |  | (m)
| B3N5Clrnc |  | Tower clearance at Blade 3, Node 5 (based on the absolute distance to the nearest point in the tower from B3N5 minus the local tower radius, in the deflected configuration); please note that this clearance is only approximate because the calculation assumes that the blade is a line with no volume (however, the calculation does use the local tower radius); when B3N5 is above the tower top (or below the tower base), the absolute distance to the tower top (or base) minus the local tower radius, in the deflected configuration, is output |  | (m)
| B3N6Clrnc |  | Tower clearance at Blade 3, Node 6 (based on the absolute distance to the nearest point in the tower from B3N6 minus the local tower radius, in the deflected configuration); please note that this clearance is only approximate because the calculation assumes that the blade is a line with no volume (however, the calculation does use the local tower radius); when B3N6 is above the tower top (or below the tower base), the absolute distance to the tower top (or base) minus the local tower radius, in the deflected configuration, is output |  | (m)
| B3N7Clrnc |  | Tower clearance at Blade 3, Node 7 (based on the absolute distance to the nearest point in the tower from B3N7 minus the local tower radius, in the deflected configuration); please note that this clearance is only approximate because the calculation assumes that the blade is a line with no volume (however, the calculation does use the local tower radius); when B3N7 is above the tower top (or below the tower base), the absolute distance to the tower top (or base) minus the local tower radius, in the deflected configuration, is output |  | (m)
| B3N8Clrnc |  | Tower clearance at Blade 3, Node 8 (based on the absolute distance to the nearest point in the tower from B3N8 minus the local tower radius, in the deflected configuration); please note that this clearance is only approximate because the calculation assumes that the blade is a line with no volume (however, the calculation does use the local tower radius); when B3N8 is above the tower top (or below the tower base), the absolute distance to the tower top (or base) minus the local tower radius, in the deflected configuration, is output |  | (m)
| B3N9Clrnc |  | Tower clearance at Blade 3, Node 9 (based on the absolute distance to the nearest point in the tower from B3N9 minus the local tower radius, in the deflected configuration); please note that this clearance is only approximate because the calculation assumes that the blade is a line with no volume (however, the calculation does use the local tower radius); when B3N9 is above the tower top (or below the tower base), the absolute distance to the tower top (or base) minus the local tower radius, in the deflected configuration, is output |  | (m)
| B1N1Cpmin |  | Pressure coefficient blade 1 node 1 |  | (-)
| B1N2Cpmin |  | Pressure coefficient blade 1 node 2 |  | (-)
| B1N3Cpmin |  | Pressure coefficient blade 1 node 3 |  | (-)
| B1N4Cpmin |  | Pressure coefficient blade 1 node 4 |  | (-)
| B1N5Cpmin |  | Pressure coefficient blade 1 node 5 |  | (-)
| B1N6Cpmin |  | Pressure coefficient blade 1 node 6 |  | (-)
| B1N7Cpmin |  | Pressure coefficient blade 1 node 7 |  | (-)
| B1N8Cpmin |  | Pressure coefficient blade 1 node 8 |  | (-)
| B1N9Cpmin |  | Pressure coefficient blade 1 node 9 |  | (-)
| B2N1Cpmin |  | Pressure coefficient blade 2 node 1 |  | (-)
| B2N2Cpmin |  | Pressure coefficient blade 2 node 2 |  | (-)
| B2N3Cpmin |  | Pressure coefficient blade 2 node 3 |  | (-)
| B2N4Cpmin |  | Pressure coefficient blade 2 node 4 |  | (-)
| B2N5Cpmin |  | Pressure coefficient blade 2 node 5 |  | (-)
| B2N6Cpmin |  | Pressure coefficient blade 2 node 6 |  | (-)
| B2N7Cpmin |  | Pressure coefficient blade 2 node 7 |  | (-)
| B2N8Cpmin |  | Pressure coefficient blade 2 node 8 |  | (-)
| B2N9Cpmin |  | Pressure coefficient blade 2 node 9 |  | (-)
| B3N1Cpmin |  | Pressure coefficient blade 3 node 1 |  | (-)
| B3N2Cpmin |  | Pressure coefficient blade 3 node 2 |  | (-)
| B3N3Cpmin |  | Pressure coefficient blade 3 node 3 |  | (-)
| B3N4Cpmin |  | Pressure coefficient blade 3 node 4 |  | (-)
| B3N5Cpmin |  | Pressure coefficient blade 3 node 5 |  | (-)
| B3N6Cpmin |  | Pressure coefficient blade 3 node 6 |  | (-)
| B3N7Cpmin |  | Pressure coefficient blade 3 node 7 |  | (-)
| B3N8Cpmin |  | Pressure coefficient blade 3 node 8 |  | (-)
| B3N9Cpmin |  | Pressure coefficient blade 3 node 9 |  | (-)
| B1N1SigCr |  | Critical cavitation number blade 1 node 1 |  | (-)
| B1N2SigCr |  | Critical cavitation number blade 1 node 2 |  | (-)
| B1N3SigCr |  | Critical cavitation number blade 1 node 3 |  | (-)
| B1N4SigCr |  | Critical cavitation number blade 1 node 4 |  | (-)
| B1N5SigCr |  | Critical cavitation number blade 1 node 5 |  | (-)
| B1N6SigCr |  | Critical cavitation number blade 1 node 6 |  | (-)
| B1N7SigCr |  | Critical cavitation number blade 1 node 7 |  | (-)
| B1N8SigCr |  | Critical cavitation number blade 1 node 8 |  | (-)
| B1N9SigCr |  | Critical cavitation number blade 1 node 9 |  | (-)
| B2N1SigCr |  | Critical cavitation number blade 2 node 1 |  | (-)
| B2N2SigCr |  | Critical cavitation number blade 2 node 2 |  | (-)
| B2N3SigCr |  | Critical cavitation number blade 2 node 3 |  | (-)
| B2N4SigCr |  | Critical cavitation number blade 2 node 4 |  | (-)
| B2N5SigCr |  | Critical cavitation number blade 2 node 5 |  | (-)
| B2N6SigCr |  | Critical cavitation number blade 2 node 6 |  | (-)
| B2N7SigCr |  | Critical cavitation number blade 2 node 7 |  | (-)
| B2N8SigCr |  | Critical cavitation number blade 2 node 8 |  | (-)
| B2N9SigCr |  | Critical cavitation number blade 2 node 9 |  | (-)
| B3N1SigCr |  | Critical cavitation number blade 3 node 1 |  | (-)
| B3N2SigCr |  | Critical cavitation number blade 3 node 2 |  | (-)
| B3N3SigCr |  | Critical cavitation number blade 3 node 3 |  | (-)
| B3N4SigCr |  | Critical cavitation number blade 3 node 4 |  | (-)
| B3N5SigCr |  | Critical cavitation number blade 3 node 5 |  | (-)
| B3N6SigCr |  | Critical cavitation number blade 3 node 6 |  | (-)
| B3N7SigCr |  | Critical cavitation number blade 3 node 7 |  | (-)
| B3N8SigCr |  | Critical cavitation number blade 3 node 8 |  | (-)
| B3N9SigCr |  | Critical cavitation number blade 3 node 9 |  | (-)
| B1N1SgCav |  | Cavitation number blade 1 node 1 |  | (-)
| B1N2SgCav |  | Cavitation number blade 1 node 2 |  | (-)
| B1N3SgCav |  | Cavitation number blade 1 node 3 |  | (-)
| B1N4SgCav |  | Cavitation number blade 1 node 4 |  | (-)
| B1N5SgCav |  | Cavitation number blade 1 node 5 |  | (-)
| B1N6SgCav |  | Cavitation number blade 1 node 6 |  | (-)
| B1N7SgCav |  | Cavitation number blade 1 node 7 |  | (-)
| B1N8SgCav |  | Cavitation number blade 1 node 8 |  | (-)
| B1N9SgCav |  | Cavitation number blade 1 node 9 |  | (-)
| B2N1SgCav |  | Cavitation number blade 2 node 1 |  | (-)
| B2N2SgCav |  | Cavitation number blade 2 node 2 |  | (-)
| B2N3SgCav |  | Cavitation number blade 2 node 3 |  | (-)
| B2N4SgCav |  | Cavitation number blade 2 node 4 |  | (-)
| B2N5SgCav |  | Cavitation number blade 2 node 5 |  | (-)
| B2N6SgCav |  | Cavitation number blade 2 node 6 |  | (-)
| B2N7SgCav |  | Cavitation number blade 2 node 7 |  | (-)
| B2N8SgCav |  | Cavitation number blade 2 node 8 |  | (-)
| B2N9SgCav |  | Cavitation number blade 2 node 9 |  | (-)
| B3N1SgCav |  | Cavitation number blade 3 node 1 |  | (-)
| B3N2SgCav |  | Cavitation number blade 3 node 2 |  | (-)
| B3N3SgCav |  | Cavitation number blade 3 node 3 |  | (-)
| B3N4SgCav |  | Cavitation number blade 3 node 4 |  | (-)
| B3N5SgCav |  | Cavitation number blade 3 node 5 |  | (-)
| B3N6SgCav |  | Cavitation number blade 3 node 6 |  | (-)
| B3N7SgCav |  | Cavitation number blade 3 node 7 |  | (-)
| B3N8SgCav |  | Cavitation number blade 3 node 8 |  | (-)
| B3N9SgCav |  | Cavitation number blade 3 node 9 |  | (-)
| B1N1Gam |  | Circulation on blade 1 at node 1 |  | (m^2/s)
| B1N2Gam |  | Circulation on blade 1 at node 2 |  | (m^2/s)
| B1N3Gam |  | Circulation on blade 1 at node 3 |  | (m^2/s)
| B1N4Gam |  | Circulation on blade 1 at node 4 |  | (m^2/s)
| B1N5Gam |  | Circulation on blade 1 at node 5 |  | (m^2/s)
| B1N6Gam |  | Circulation on blade 1 at node 6 |  | (m^2/s)
| B1N7Gam |  | Circulation on blade 1 at node 7 |  | (m^2/s)
| B1N8Gam |  | Circulation on blade 1 at node 8 |  | (m^2/s)
| B1N9Gam |  | Circulation on blade 1 at node 9 |  | (m^2/s)
| B2N1Gam |  | Circulation on blade 2 at node 1 |  | (m^2/s)
| B2N2Gam |  | Circulation on blade 2 at node 2 |  | (m^2/s)
| B2N3Gam |  | Circulation on blade 2 at node 3 |  | (m^2/s)
| B2N4Gam |  | Circulation on blade 2 at node 4 |  | (m^2/s)
| B2N5Gam |  | Circulation on blade 2 at node 5 |  | (m^2/s)
| B2N6Gam |  | Circulation on blade 2 at node 6 |  | (m^2/s)
| B2N7Gam |  | Circulation on blade 2 at node 7 |  | (m^2/s)
| B2N8Gam |  | Circulation on blade 2 at node 8 |  | (m^2/s)
| B2N9Gam |  | Circulation on blade 2 at node 9 |  | (m^2/s)
| B3N1Gam |  | Circulation on blade 3 at node 1 |  | (m^2/s)
| B3N2Gam |  | Circulation on blade 3 at node 2 |  | (m^2/s)
| B3N3Gam |  | Circulation on blade 3 at node 3 |  | (m^2/s)
| B3N4Gam |  | Circulation on blade 3 at node 4 |  | (m^2/s)
| B3N5Gam |  | Circulation on blade 3 at node 5 |  | (m^2/s)
| B3N6Gam |  | Circulation on blade 3 at node 6 |  | (m^2/s)
| B3N7Gam |  | Circulation on blade 3 at node 7 |  | (m^2/s)
| B3N8Gam |  | Circulation on blade 3 at node 8 |  | (m^2/s)
| B3N9Gam |  | Circulation on blade 3 at node 9 |  | (m^2/s)
| B1N1Fbn |  | Buoyant force normal to chord per unit length at blade 1 node 1 |  | (N/m)
| B1N2Fbn |  | Buoyant force normal to chord per unit length at blade 1 node 2 |  | (N/m)
| B1N3Fbn |  | Buoyant force normal to chord per unit length at blade 1 node 3 |  | (N/m)
| B1N4Fbn |  | Buoyant force normal to chord per unit length at blade 1 node 4 |  | (N/m)
| B1N5Fbn |  | Buoyant force normal to chord per unit length at blade 1 node 5 |  | (N/m)
| B1N6Fbn |  | Buoyant force normal to chord per unit length at blade 1 node 6 |  | (N/m)
| B1N7Fbn |  | Buoyant force normal to chord per unit length at blade 1 node 7 |  | (N/m)
| B1N8Fbn |  | Buoyant force normal to chord per unit length at blade 1 node 8 |  | (N/m)
| B1N9Fbn |  | Buoyant force normal to chord per unit length at blade 1 node 9 |  | (N/m)
| B2N1Fbn |  | Buoyant force normal to chord per unit length at blade 2 node 1 |  | (N/m)
| B2N2Fbn |  | Buoyant force normal to chord per unit length at blade 2 node 2 |  | (N/m)
| B2N3Fbn |  | Buoyant force normal to chord per unit length at blade 2 node 3 |  | (N/m)
| B2N4Fbn |  | Buoyant force normal to chord per unit length at blade 2 node 4 |  | (N/m)
| B2N5Fbn |  | Buoyant force normal to chord per unit length at blade 2 node 5 |  | (N/m)
| B2N6Fbn |  | Buoyant force normal to chord per unit length at blade 2 node 6 |  | (N/m)
| B2N7Fbn |  | Buoyant force normal to chord per unit length at blade 2 node 7 |  | (N/m)
| B2N8Fbn |  | Buoyant force normal to chord per unit length at blade 2 node 8 |  | (N/m)
| B2N9Fbn |  | Buoyant force normal to chord per unit length at blade 2 node 9 |  | (N/m)
| B3N1Fbn |  | Buoyant force normal to chord per unit length at blade 3 node 1 |  | (N/m)
| B3N2Fbn |  | Buoyant force normal to chord per unit length at blade 3 node 2 |  | (N/m)
| B3N3Fbn |  | Buoyant force normal to chord per unit length at blade 3 node 3 |  | (N/m)
| B3N4Fbn |  | Buoyant force normal to chord per unit length at blade 3 node 4 |  | (N/m)
| B3N5Fbn |  | Buoyant force normal to chord per unit length at blade 3 node 5 |  | (N/m)
| B3N6Fbn |  | Buoyant force normal to chord per unit length at blade 3 node 6 |  | (N/m)
| B3N7Fbn |  | Buoyant force normal to chord per unit length at blade 3 node 7 |  | (N/m)
| B3N8Fbn |  | Buoyant force normal to chord per unit length at blade 3 node 8 |  | (N/m)
| B3N9Fbn |  | Buoyant force normal to chord per unit length at blade 3 node 9 |  | (N/m)
| B1N1Fbt |  | Buoyant force tangential to chord per unit length at blade 1 node 1 |  | (N/m)
| B1N2Fbt |  | Buoyant force tangential to chord per unit length at blade 1 node 2 |  | (N/m)
| B1N3Fbt |  | Buoyant force tangential to chord per unit length at blade 1 node 3 |  | (N/m)
| B1N4Fbt |  | Buoyant force tangential to chord per unit length at blade 1 node 4 |  | (N/m)
| B1N5Fbt |  | Buoyant force tangential to chord per unit length at blade 1 node 5 |  | (N/m)
| B1N6Fbt |  | Buoyant force tangential to chord per unit length at blade 1 node 6 |  | (N/m)
| B1N7Fbt |  | Buoyant force tangential to chord per unit length at blade 1 node 7 |  | (N/m)
| B1N8Fbt |  | Buoyant force tangential to chord per unit length at blade 1 node 8 |  | (N/m)
| B1N9Fbt |  | Buoyant force tangential to chord per unit length at blade 1 node 9 |  | (N/m)
| B2N1Fbt |  | Buoyant force tangential to chord per unit length at blade 2 node 1 |  | (N/m)
| B2N2Fbt |  | Buoyant force tangential to chord per unit length at blade 2 node 2 |  | (N/m)
| B2N3Fbt |  | Buoyant force tangential to chord per unit length at blade 2 node 3 |  | (N/m)
| B2N4Fbt |  | Buoyant force tangential to chord per unit length at blade 2 node 4 |  | (N/m)
| B2N5Fbt |  | Buoyant force tangential to chord per unit length at blade 2 node 5 |  | (N/m)
| B2N6Fbt |  | Buoyant force tangential to chord per unit length at blade 2 node 6 |  | (N/m)
| B2N7Fbt |  | Buoyant force tangential to chord per unit length at blade 2 node 7 |  | (N/m)
| B2N8Fbt |  | Buoyant force tangential to chord per unit length at blade 2 node 8 |  | (N/m)
| B2N9Fbt |  | Buoyant force tangential to chord per unit length at blade 2 node 9 |  | (N/m)
| B3N1Fbt |  | Buoyant force tangential to chord per unit length at blade 3 node 1 |  | (N/m)
| B3N2Fbt |  | Buoyant force tangential to chord per unit length at blade 3 node 2 |  | (N/m)
| B3N3Fbt |  | Buoyant force tangential to chord per unit length at blade 3 node 3 |  | (N/m)
| B3N4Fbt |  | Buoyant force tangential to chord per unit length at blade 3 node 4 |  | (N/m)
| B3N5Fbt |  | Buoyant force tangential to chord per unit length at blade 3 node 5 |  | (N/m)
| B3N6Fbt |  | Buoyant force tangential to chord per unit length at blade 3 node 6 |  | (N/m)
| B3N7Fbt |  | Buoyant force tangential to chord per unit length at blade 3 node 7 |  | (N/m)
| B3N8Fbt |  | Buoyant force tangential to chord per unit length at blade 3 node 8 |  | (N/m)
| B3N9Fbt |  | Buoyant force tangential to chord per unit length at blade 3 node 9 |  | (N/m)
| B1N1Fbs |  | Buoyant spanwise force per unit length at blade 1 node 1 |  | (N/m)
| B1N2Fbs |  | Buoyant spanwise force per unit length at blade 1 node 2 |  | (N/m)
| B1N3Fbs |  | Buoyant spanwise force per unit length at blade 1 node 3 |  | (N/m)
| B1N4Fbs |  | Buoyant spanwise force per unit length at blade 1 node 4 |  | (N/m)
| B1N5Fbs |  | Buoyant spanwise force per unit length at blade 1 node 5 |  | (N/m)
| B1N6Fbs |  | Buoyant spanwise force per unit length at blade 1 node 6 |  | (N/m)
| B1N7Fbs |  | Buoyant spanwise force per unit length at blade 1 node 7 |  | (N/m)
| B1N8Fbs |  | Buoyant spanwise force per unit length at blade 1 node 8 |  | (N/m)
| B1N9Fbs |  | Buoyant spanwise force per unit length at blade 1 node 9 |  | (N/m)
| B2N1Fbs |  | Buoyant spanwise force per unit length at blade 2 node 1 |  | (N/m)
| B2N2Fbs |  | Buoyant spanwise force per unit length at blade 2 node 2 |  | (N/m)
| B2N3Fbs |  | Buoyant spanwise force per unit length at blade 2 node 3 |  | (N/m)
| B2N4Fbs |  | Buoyant spanwise force per unit length at blade 2 node 4 |  | (N/m)
| B2N5Fbs |  | Buoyant spanwise force per unit length at blade 2 node 5 |  | (N/m)
| B2N6Fbs |  | Buoyant spanwise force per unit length at blade 2 node 6 |  | (N/m)
| B2N7Fbs |  | Buoyant spanwise force per unit length at blade 2 node 7 |  | (N/m)
| B2N8Fbs |  | Buoyant spanwise force per unit length at blade 2 node 8 |  | (N/m)
| B2N9Fbs |  | Buoyant spanwise force per unit length at blade 2 node 9 |  | (N/m)
| B3N1Fbs |  | Buoyant spanwise force per unit length at blade 3 node 1 |  | (N/m)
| B3N2Fbs |  | Buoyant spanwise force per unit length at blade 3 node 2 |  | (N/m)
| B3N3Fbs |  | Buoyant spanwise force per unit length at blade 3 node 3 |  | (N/m)
| B3N4Fbs |  | Buoyant spanwise force per unit length at blade 3 node 4 |  | (N/m)
| B3N5Fbs |  | Buoyant spanwise force per unit length at blade 3 node 5 |  | (N/m)
| B3N6Fbs |  | Buoyant spanwise force per unit length at blade 3 node 6 |  | (N/m)
| B3N7Fbs |  | Buoyant spanwise force per unit length at blade 3 node 7 |  | (N/m)
| B3N8Fbs |  | Buoyant spanwise force per unit length at blade 3 node 8 |  | (N/m)
| B3N9Fbs |  | Buoyant spanwise force per unit length at blade 3 node 9 |  | (N/m)
| B1N1Mbn |  | Buoyant moment normal to chord per unit length at blade 1 node 1 |  | (N-m/m)
| B1N2Mbn |  | Buoyant moment normal to chord per unit length at blade 1 node 2 |  | (N-m/m)
| B1N3Mbn |  | Buoyant moment normal to chord per unit length at blade 1 node 3 |  | (N-m/m)
| B1N4Mbn |  | Buoyant moment normal to chord per unit length at blade 1 node 4 |  | (N-m/m)
| B1N5Mbn |  | Buoyant moment normal to chord per unit length at blade 1 node 5 |  | (N-m/m)
| B1N6Mbn |  | Buoyant moment normal to chord per unit length at blade 1 node 6 |  | (N-m/m)
| B1N7Mbn |  | Buoyant moment normal to chord per unit length at blade 1 node 7 |  | (N-m/m)
| B1N8Mbn |  | Buoyant moment normal to chord per unit length at blade 1 node 8 |  | (N-m/m)
| B1N9Mbn |  | Buoyant moment normal to chord per unit length at blade 1 node 9 |  | (N-m/m)
| B2N1Mbn |  | Buoyant moment normal to chord per unit length at blade 2 node 1 |  | (N-m/m)
| B2N2Mbn |  | Buoyant moment normal to chord per unit length at blade 2 node 2 |  | (N-m/m)
| B2N3Mbn |  | Buoyant moment normal to chord per unit length at blade 2 node 3 |  | (N-m/m)
| B2N4Mbn |  | Buoyant moment normal to chord per unit length at blade 2 node 4 |  | (N-m/m)
| B2N5Mbn |  | Buoyant moment normal to chord per unit length at blade 2 node 5 |  | (N-m/m)
| B2N6Mbn |  | Buoyant moment normal to chord per unit length at blade 2 node 6 |  | (N-m/m)
| B2N7Mbn |  | Buoyant moment normal to chord per unit length at blade 2 node 7 |  | (N-m/m)
| B2N8Mbn |  | Buoyant moment normal to chord per unit length at blade 2 node 8 |  | (N-m/m)
| B2N9Mbn |  | Buoyant moment normal to chord per unit length at blade 2 node 9 |  | (N-m/m)
| B3N1Mbn |  | Buoyant moment normal to chord per unit length at blade 3 node 1 |  | (N-m/m)
| B3N2Mbn |  | Buoyant moment normal to chord per unit length at blade 3 node 2 |  | (N-m/m)
| B3N3Mbn |  | Buoyant moment normal to chord per unit length at blade 3 node 3 |  | (N-m/m)
| B3N4Mbn |  | Buoyant moment normal to chord per unit length at blade 3 node 4 |  | (N-m/m)
| B3N5Mbn |  | Buoyant moment normal to chord per unit length at blade 3 node 5 |  | (N-m/m)
| B3N6Mbn |  | Buoyant moment normal to chord per unit length at blade 3 node 6 |  | (N-m/m)
| B3N7Mbn |  | Buoyant moment normal to chord per unit length at blade 3 node 7 |  | (N-m/m)
| B3N8Mbn |  | Buoyant moment normal to chord per unit length at blade 3 node 8 |  | (N-m/m)
| B3N9Mbn |  | Buoyant moment normal to chord per unit length at blade 3 node 9 |  | (N-m/m)
| B1N1Mbt |  | Buoyant moment tangential to chord per unit length at blade 1 node 1 |  | (N-m/m)
| B1N2Mbt |  | Buoyant moment tangential to chord per unit length at blade 1 node 2 |  | (N-m/m)
| B1N3Mbt |  | Buoyant moment tangential to chord per unit length at blade 1 node 3 |  | (N-m/m)
| B1N4Mbt |  | Buoyant moment tangential to chord per unit length at blade 1 node 4 |  | (N-m/m)
| B1N5Mbt |  | Buoyant moment tangential to chord per unit length at blade 1 node 5 |  | (N-m/m)
| B1N6Mbt |  | Buoyant moment tangential to chord per unit length at blade 1 node 6 |  | (N-m/m)
| B1N7Mbt |  | Buoyant moment tangential to chord per unit length at blade 1 node 7 |  | (N-m/m)
| B1N8Mbt |  | Buoyant moment tangential to chord per unit length at blade 1 node 8 |  | (N-m/m)
| B1N9Mbt |  | Buoyant moment tangential to chord per unit length at blade 1 node 9 |  | (N-m/m)
| B2N1Mbt |  | Buoyant moment tangential to chord per unit length at blade 2 node 1 |  | (N-m/m)
| B2N2Mbt |  | Buoyant moment tangential to chord per unit length at blade 2 node 2 |  | (N-m/m)
| B2N3Mbt |  | Buoyant moment tangential to chord per unit length at blade 2 node 3 |  | (N-m/m)
| B2N4Mbt |  | Buoyant moment tangential to chord per unit length at blade 2 node 4 |  | (N-m/m)
| B2N5Mbt |  | Buoyant moment tangential to chord per unit length at blade 2 node 5 |  | (N-m/m)
| B2N6Mbt |  | Buoyant moment tangential to chord per unit length at blade 2 node 6 |  | (N-m/m)
| B2N7Mbt |  | Buoyant moment tangential to chord per unit length at blade 2 node 7 |  | (N-m/m)
| B2N8Mbt |  | Buoyant moment tangential to chord per unit length at blade 2 node 8 |  | (N-m/m)
| B2N9Mbt |  | Buoyant moment tangential to chord per unit length at blade 2 node 9 |  | (N-m/m)
| B3N1Mbt |  | Buoyant moment tangential to chord per unit length at blade 3 node 1 |  | (N-m/m)
| B3N2Mbt |  | Buoyant moment tangential to chord per unit length at blade 3 node 2 |  | (N-m/m)
| B3N3Mbt |  | Buoyant moment tangential to chord per unit length at blade 3 node 3 |  | (N-m/m)
| B3N4Mbt |  | Buoyant moment tangential to chord per unit length at blade 3 node 4 |  | (N-m/m)
| B3N5Mbt |  | Buoyant moment tangential to chord per unit length at blade 3 node 5 |  | (N-m/m)
| B3N6Mbt |  | Buoyant moment tangential to chord per unit length at blade 3 node 6 |  | (N-m/m)
| B3N7Mbt |  | Buoyant moment tangential to chord per unit length at blade 3 node 7 |  | (N-m/m)
| B3N8Mbt |  | Buoyant moment tangential to chord per unit length at blade 3 node 8 |  | (N-m/m)
| B3N9Mbt |  | Buoyant moment tangential to chord per unit length at blade 3 node 9 |  | (N-m/m)
| B1N1Mbs |  | Buoyant spanwise moment per unit length at blade 1 node 1 |  | (N-m/m)
| B1N2Mbs |  | Buoyant spanwise moment per unit length at blade 1 node 2 |  | (N-m/m)
| B1N3Mbs |  | Buoyant spanwise moment per unit length at blade 1 node 3 |  | (N-m/m)
| B1N4Mbs |  | Buoyant spanwise moment per unit length at blade 1 node 4 |  | (N-m/m)
| B1N5Mbs |  | Buoyant spanwise moment per unit length at blade 1 node 5 |  | (N-m/m)
| B1N6Mbs |  | Buoyant spanwise moment per unit length at blade 1 node 6 |  | (N-m/m)
| B1N7Mbs |  | Buoyant spanwise moment per unit length at blade 1 node 7 |  | (N-m/m)
| B1N8Mbs |  | Buoyant spanwise moment per unit length at blade 1 node 8 |  | (N-m/m)
| B1N9Mbs |  | Buoyant spanwise moment per unit length at blade 1 node 9 |  | (N-m/m)
| B2N1Mbs |  | Buoyant spanwise moment per unit length at blade 2 node 1 |  | (N-m/m)
| B2N2Mbs |  | Buoyant spanwise moment per unit length at blade 2 node 2 |  | (N-m/m)
| B2N3Mbs |  | Buoyant spanwise moment per unit length at blade 2 node 3 |  | (N-m/m)
| B2N4Mbs |  | Buoyant spanwise moment per unit length at blade 2 node 4 |  | (N-m/m)
| B2N5Mbs |  | Buoyant spanwise moment per unit length at blade 2 node 5 |  | (N-m/m)
| B2N6Mbs |  | Buoyant spanwise moment per unit length at blade 2 node 6 |  | (N-m/m)
| B2N7Mbs |  | Buoyant spanwise moment per unit length at blade 2 node 7 |  | (N-m/m)
| B2N8Mbs |  | Buoyant spanwise moment per unit length at blade 2 node 8 |  | (N-m/m)
| B2N9Mbs |  | Buoyant spanwise moment per unit length at blade 2 node 9 |  | (N-m/m)
| B3N1Mbs |  | Buoyant spanwise moment per unit length at blade 3 node 1 |  | (N-m/m)
| B3N2Mbs |  | Buoyant spanwise moment per unit length at blade 3 node 2 |  | (N-m/m)
| B3N3Mbs |  | Buoyant spanwise moment per unit length at blade 3 node 3 |  | (N-m/m)
| B3N4Mbs |  | Buoyant spanwise moment per unit length at blade 3 node 4 |  | (N-m/m)
| B3N5Mbs |  | Buoyant spanwise moment per unit length at blade 3 node 5 |  | (N-m/m)
| B3N6Mbs |  | Buoyant spanwise moment per unit length at blade 3 node 6 |  | (N-m/m)
| B3N7Mbs |  | Buoyant spanwise moment per unit length at blade 3 node 7 |  | (N-m/m)
| B3N8Mbs |  | Buoyant spanwise moment per unit length at blade 3 node 8 |  | (N-m/m)
| B3N9Mbs |  | Buoyant spanwise moment per unit length at blade 3 node 9 |  | (N-m/m)
Rotor
| RtSpeed |  | Rotor speed |  | (rpm)
| RtTSR |  | Rotor tip-speed ratio |  | (-)
| RtVAvgxh |  | Rotor-disk-averaged relative wind velocity (x-component) | the hub coordinate system | (m/s)
| RtVAvgyh |  | Rotor-disk-averaged relative wind velocity (y-component) | the hub coordinate system | (m/s)
| RtVAvgzh |  | Rotor-disk-averaged relative wind velocity (z-component) | the hub coordinate system | (m/s)
| RtSkew |  | Rotor inflow-skew angle |  | (deg)
| RtFldFxh |  | Total rotor aerodynamic/hydrodynamic and buoyant load (force in x direction) | the hub coordinate system | (N)
| RtFldFyh |  | Total rotor aerodynamic/hydrodynamic and buoyant load (force in y direction) | the hub coordinate system | (N)
| RtFldFzh |  | Total rotor aerodynamic/hydrodynamic and buoyant load (force in z direction) | the hub coordinate system | (N)
| RtFldMxh |  | Total rotor aerodynamic/hydrodynamic and buoyant load (moment in x direction) | the hub coordinate system | (N-m)
| RtFldMyh |  | Total rotor aerodynamic/hydrodynamic and buoyant load (moment in y direction) | the hub coordinate system | (N-m)
| RtFldMzh |  | Total rotor aerodynamic/hydrodynamic and buoyant load (moment in z direction) | the hub coordinate system | (N-m)
| RtFldPwr |  | Rotor aerodynamic/hydrodynamic power |  | (W)
| RtArea |  | Rotor swept area |  | (m^2)
| RtFldCp |  | Rotor aerodynamic/hydrodynamic power coefficient |  | (-)
| RtFldCq |  | Rotor aerodynamic/hydrodynamic torque coefficient |  | (-)
| RtFldCt |  | Rotor aerodynamic/hydrodynamic thrust coefficient |  | (-)
| DBEMTau1 |  | time-constant used in DBEMT |  | (s)
| RtFldFxg |  | Total rotor aerodynamic/hydrodynamic and buoyant load (force in x direction) | global coordinate system | (N)
| RtFldFyg |  | Total rotor aerodynamic/hydrodynamic and buoyant load (force in y direction) | global coordinate system | (N)
| RtFldFzg |  | Total rotor aerodynamic/hydrodynamic and buoyant load (force in z direction) | global coordinate system | (N)
| RtFldMxg |  | Total rotor aerodynamic/hydrodynamic and buoyant load (moment in x direction) | global coordinate system | (N-m)
| RtFldMyg |  | Total rotor aerodynamic/hydrodynamic and buoyant load (moment in y direction) | global coordinate system | (N-m)
| RtFldMzg |  | Total rotor aerodynamic/hydrodynamic and buoyant load (moment in z direction) | global coordinate system | (N-m)
Hub
| HbFbx |  | x-component of buoyant force at hub node | the hub coordinate system | (N)
| HbFby |  | y-component of buoyant force at hub node | the hub coordinate system | (N)
| HbFbz |  | z-component of buoyant force at hub node | the hub coordinate system | (N)
| HbMbx |  | x-component of buoyant moment at hub node | the hub coordinate system | (N-m)
| HbMby |  | y-component of buoyant moment at hub node | the hub coordinate system | (N-m)
| HbMbz |  | z-component of buoyant moment at hub node | the hub coordinate system | (N-m)
Nacelle
| NcFbx |  | x-component of buoyant force at nacelle node | the nacelle coordinate system | (N)
| NcFby |  | y-component of buoyant force at nacelle node | the nacelle coordinate system | (N)
| NcFbz |  | z-component of buoyant force at nacelle node | the nacelle coordinate system | (N)
| NcMbx |  | x-component of buoyant moment at nacelle node | the nacelle coordinate system | (N-m)
| NcMby |  | y-component of buoyant moment at nacelle node | the nacelle coordinate system | (N-m)
| NcMbz |  | z-component of buoyant moment at nacelle node | the nacelle coordinate system | (N-m)
TailFin
| TFAlpha |  | Angle of attack of tailfin | tailfin coordinate system | (deg)
| TFMach |  | Mach number of tailfin flow | tailfin coordinate system | (-)
| TFRe |  | Reynolds number of tailfin flow | tailfin coordinate system | (-)
| TFVrel |  | Orthogonal relative velocity norm at the tailfin reference point | tailfin coordinate system | (m/s)
| TFVundxi |  | Undisturbed wind velocity at the tailfin reference point in the inertial system (x-direction) | global coordinate system | (m/s)
| TFVundyi |  | Undisturbed wind velocity at the tailfin reference point in the inertial system (y-direction) | global coordinate system | (m/s)
| TFVundzi |  | Undisturbed wind velocity at the tailfin reference point in the inertial system (z-direction) | global coordinate system | (m/s)
| TFVindxi |  | Induced velocity at the tailfin reference point in the inertial system (x-direction) | global coordinate system | (m/s)
| TFVindyi |  | Induced velocity at the tailfin reference point in the inertial system (y-direction) | global coordinate system | (m/s)
| TFVindzi |  | Induced velocity at the tailfin reference point in the inertial system (z-direction) | global coordinate system | (m/s)
| TFVrelxi |  | Relative velocity at the tailfin reference point in the inertial system (x-direction) | global coordinate system | (m/s)
| TFVrelyi |  | Relative velocity at the tailfin reference point in the inertial system (y-direction) | global coordinate system | (m/s)
| TFVrelzi |  | Relative velocity at the tailfin reference point in the inertial system (z-direction) | global coordinate system | (m/s)
| TFSTVxi |  | Structural velocity at the tailfin reference point in the inertial system (x-direction) | global coordinate system | (m/s)
| TFSTVyi |  | Structural velocity at the tailfin reference point in the inertial system (y-direction) | global coordinate system | (m/s)
| TFSTVzi |  | Structural velocity at the tailfin reference point in the inertial system (z-direction) | global coordinate system | (m/s)
| TFFxi |  | Force at the tailfin reference point in the inertial system (x-direction) | global coordinate system | (N)
| TFFyi |  | Force at the tailfin reference point in the inertial system (y-direction) | global coordinate system | (N)
| TFFzi |  | Force at the tailfin reference point in the inertial system (z-direction) | global coordinate system | (N)
| TFMxi |  | Moment at the tailfin reference point in the inertial system (x-direction) | global coordinate system | (N-m)
| TFMyi |  | Moment at the tailfin reference point in the inertial system (y-direction) | global coordinate system | (N-m)
| TFMzi |  | Moment at the tailfin reference point in the inertial system (z-direction) | global coordinate system | (N-m)

## AeroDyn_Nodes
Category | Name | Other Name(s) | Description | Convention | Units | Invalid Channel Criteria
Blade
| VUndx |  | x-component of undisturbed wind velocity at each node | local blade coordinate system | (m/s)
| VUndy |  | y-component of undisturbed wind velocity at each node | local blade coordinate system | (m/s)
| VUndz |  | z-component of undisturbed wind velocity at each node | local blade coordinate system | (m/s)
| Vundxi |  | x-component of undisturbed wind velocity at each node | inertial/global coordinate system | (m/s)
| Vundyi |  | y-component of undisturbed wind velocity at each node | inertial/global coordinate system | (m/s)
| Vundzi |  | z-component of undisturbed wind velocity at each node | inertial/global coordinate system | (m/s)
| VDisx |  | x-component of disturbed wind velocity at each node | local blade coordinate system | (m/s)
| VDisy |  | y-component of disturbed wind velocity at each node | local blade coordinate system | (m/s)
| VDisz |  | z-component of disturbed wind velocity at each node | local blade coordinate system | (m/s)
| STVx |  | x-component of structural translational velocity at each node | local blade coordinate system | (m/s)
| STVy |  | y-component of structural translational velocity at each node | local blade coordinate system | (m/s)
| STVz |  | z-component of structural translational velocity at each node | local blade coordinate system | (m/s)
| VRel |  | Relvative wind speed at each node |  | (m/s)
| DynP |  | Dynamic pressure at each node |  | (Pa)
| Re |  | Reynolds number (in millions) at each node |  | (-)
| M |  | Mach number at each node |  | (-)
| Vindx |  | Axial induced wind velocity at each node |  | (m/s)
| Vindy |  | Tangential induced wind velocity at each node |  | (m/s)
| AxInd |  | Axial induction factor at each node |  | (-)
| TnInd |  | Tangential induction factor at each node |  | (-)
| Alpha |  | Angle of attack at each node |  | (deg)
| Theta |  | Pitch+Twist angle at each node |  | (deg)
| Phi |  | Inflow angle at each node |  | (deg)
| Curve |  | Curvature angle at each node |  | (deg) | BEMT/DBEMT only
| Cl |  | Lift force coefficient at each node, including unsteady effects |  | (-)
| Cd |  | Drag force coefficient at each node, including unsteady effects |  | (-)
| Cm |  | Pitching moment coefficient at each node, including unsteady effects |  | (-)
| Cx |  | Normal force (to plane) coefficient at each node |  | (-)
| Cy |  | Tangential force (to plane) coefficient at each node |  | (-)
| Cn |  | Normal force (to chord) coefficient at each node |  | (-)
| Ct |  | Tangential force (to chord) coefficient at each node |  | (-)
| Fl |  | Lift force per unit length at each node |  | (N/m)
| Fd |  | Drag force per unit length at each node |  | (N/m)
| Mm |  | Pitching moment per unit length at each node |  | (N-m/m)
| Fx |  | Normal force (to plane) per unit length at each node |  | (N/m)
| Fy |  | Tangential force (to plane) per unit length at each node |  | (N/m)
| Fn |  | Normal force (to chord) per unit length at each node |  | (N/m)
| Ft |  | Tangential force (to chord) per unit length at each node |  | (N/m)
| Clrnc |  | Tower clearance at each node (based on the absolute distance to the nearest point in the tower from blade node B#N# minus the local tower radius, in the deflected configuration); please note that this clearance is only approximate because the calculation assumes that the blade is a line with no volume (however, the calculation does use the local tower radius); when blade node B#N# is above the tower top (or below the tower base), the absolute distance to the tower top (or base) minus the local tower radius, in the deflected configuration, is output |  | (m)
| Vx |  | Local axial velocity |  | (m/s)
| Vy |  | Local tangential velocity |  | (m/s)
| GeomPhi |  | Geometric phi? If phi was solved using normal BEMT equations, GeomPhi = 1; otherwise, if it was solved geometrically, GeomPhi = 0. |  | (1/0) | BEMT/DBEMT only
| Chi |  | Skew angle (used in skewed wake correction) |  | (deg) | BEMT/DBEMT only
| UA_Flag |  | Flag indicating if UA is turned on for this node. |  | (-)
| UA_x1 |  | time-history of wake vorticity contributing to effective angle of attack |  | (rad)
| UA_x2 |  | time-history of wake vorticity contributing to effective angle of attack |  | (rad)
| UA_x3 |  | dimension of cl (UAMod4) or cn (UAMod5); lagging the fully-attached coefficient |  | (-)
| UA_x4 |  | UAMod4 and 5 separation factor |  | (-)
| UA_x5 |  | UAMod5 vortex term |  | (-)
| Debug1 |  | Placeholders for debugging channels |  | (-)
| Debug2 |  | Placeholders for debugging channels |  | (-)
| Debug3 |  | Placeholders for debugging channels |  | (-)
| CpMin |  | Pressure coefficient |  | (-) | BEMT/DBEMT only
| SgCav |  | Cavitation number |  | (-)
| SigCr |  | Critical cavitation number |  | (-)
| Gam |  | Gamma -- circulation on blade |  | (m^2/s)
| Cl_Static |  | Static portion of lift force coefficient at each node, without unsteady effects |  | (-) | FVW/OLAF only
| Cd_Static |  | Static portion of drag force coefficient at each node, without unsteady effects |  | (-) | FVW/OLAF only
| Cm_Static |  | Static portion of pitching moment coefficient at each node, without unsteady effects |  | (-) | FVW/OLAF only
| Uin |  | Axial induced velocity in rotating hub coordinates. Axial aligned with hub axis. | rotor plane polar hub rotating coordinates | (m/s)
| Uit |  | Tangential induced velocity in rotating hub coordinates. Tangential to the rotation plane. Perpendicular to blade aziumth. | rotor plane polar hub rotating coordinates | (m/s)
| Uir |  | Radial induced velocity in rotating hub coordinates. Radial outwards in rotation plane. Aligned with blade azimuth. | rotor plane polar hub rotating coordinates | (m/s)
| Fbn |  | Buoyant force normal to chord per unit length at each node |  | (N/m)
| Fbt |  | Buoyant force tangential to chord per unit length at each node |  | (N/m)
| Fbs |  | Buoyant spanwise force per unit length at each node |  | (N/m)
| Mbn |  | Buoyant moment normal to chord per unit length at each node |  | (N-m/m)
| Mbt |  | Buoyant moment tangential to chord per unit length at each node |  | (N-m/m)
| Mbs |  | Buoyant spanwise moment per unit length at each node |  | (N-m/m)

## BeamDyn
Category | Name | Other Name(s) | Description | Convention | Units | Invalid Channel Criteria
Reaction Loads
| RootFxr |  | x-component of the root reaction force expressed in r | r: a floating reference coordinate system fixed to the root of the moving beam; when coupled to FAST for blades, this is equivalent to the IEC blade (b) coordinate system | (N)
| RootFyr |  | y-component of the root reaction force expressed in r | r: a floating reference coordinate system fixed to the root of the moving beam; when coupled to FAST for blades, this is equivalent to the IEC blade (b) coordinate system | (N)
| RootFzr |  | z-component of the root reaction force expressed in r | r: a floating reference coordinate system fixed to the root of the moving beam; when coupled to FAST for blades, this is equivalent to the IEC blade (b) coordinate system | (N)
| RootMxr |  | x-component of the root reaction moment expressed in r | r: a floating reference coordinate system fixed to the root of the moving beam; when coupled to FAST for blades, this is equivalent to the IEC blade (b) coordinate system | (N-m)
| RootMyr |  | y-component of the root reaction moment expressed in r | r: a floating reference coordinate system fixed to the root of the moving beam; when coupled to FAST for blades, this is equivalent to the IEC blade (b) coordinate system | (N-m)
| RootMzr |  | z-component of the root reaction moment expressed in r | r: a floating reference coordinate system fixed to the root of the moving beam; when coupled to FAST for blades, this is equivalent to the IEC blade (b) coordinate system | (N-m)
Tip Motions
| TipTDxr |  | Tip translational deflection (relative to the undeflected position) expressed in r | r: a floating reference coordinate system fixed to the root of the moving beam; when coupled to FAST for blades, this is equivalent to the IEC blade (b) coordinate system | (m)
| TipTDyr |  | Tip translational deflection (relative to the undeflected position) expressed in r | r: a floating reference coordinate system fixed to the root of the moving beam; when coupled to FAST for blades, this is equivalent to the IEC blade (b) coordinate system | (m)
| TipTDzr |  | Tip translational deflection (relative to the undeflected position) expressed in r | r: a floating reference coordinate system fixed to the root of the moving beam; when coupled to FAST for blades, this is equivalent to the IEC blade (b) coordinate system | (m)
| TipRDxr |  | Tip angular/rotational deflection Wiener-Milenković parameter (relative to the undeflected orientation) expressed in r | r: a floating reference coordinate system fixed to the root of the moving beam; when coupled to FAST for blades, this is equivalent to the IEC blade (b) coordinate system | (-)
| TipRDyr |  | Tip angular/rotational deflection Wiener-Milenković parameter (relative to the undeflected orientation) expressed in r | r: a floating reference coordinate system fixed to the root of the moving beam; when coupled to FAST for blades, this is equivalent to the IEC blade (b) coordinate system | (-)
| TipRDzr |  | Tip angular/rotational deflection Wiener-Milenković parameter (relative to the undeflected orientation) expressed in r | r: a floating reference coordinate system fixed to the root of the moving beam; when coupled to FAST for blades, this is equivalent to the IEC blade (b) coordinate system | (-)
| TipTVXg |  | Tip translational velocities (absolute) expressed in g | g: the global inertial frame coordinate system; when coupled to FAST, this is equivalent to FAST’s global inertial frame (i) coordinate system | (m/s)
| TipTVYg |  | Tip translational velocities (absolute) expressed in g | g: the global inertial frame coordinate system; when coupled to FAST, this is equivalent to FAST’s global inertial frame (i) coordinate system | (m/s)
| TipTVZg |  | Tip translational velocities (absolute) expressed in g | g: the global inertial frame coordinate system; when coupled to FAST, this is equivalent to FAST’s global inertial frame (i) coordinate system | (m/s)
| TipRVXg |  | Tip angular/rotational velocities (absolute) expressed in g | g: the global inertial frame coordinate system; when coupled to FAST, this is equivalent to FAST’s global inertial frame (i) coordinate system | (deg/s)
| TipRVYg |  | Tip angular/rotational velocities (absolute) expressed in g | g: the global inertial frame coordinate system; when coupled to FAST, this is equivalent to FAST’s global inertial frame (i) coordinate system | (deg/s)
| TipRVZg |  | Tip angular/rotational velocities (absolute) expressed in g | g: the global inertial frame coordinate system; when coupled to FAST, this is equivalent to FAST’s global inertial frame (i) coordinate system | (deg/s)
| TipTAXl |  | Tip translational accelerations (absolute) expressed in l | l: a floating coordinate system local to the deflected beam | (m/s^2)
| TipTAYl |  | Tip translational accelerations (absolute) expressed in l | l: a floating coordinate system local to the deflected beam | (m/s^2)
| TipTAZl |  | Tip translational accelerations (absolute) expressed in l | l: a floating coordinate system local to the deflected beam | (m/s^2)
| TipRAXl |  | Tip angular/rotational accelerations (absolute) expressed in l | l: a floating coordinate system local to the deflected beam | (deg/s^2)
| TipRAYl |  | Tip angular/rotational accelerations (absolute) expressed in l | l: a floating coordinate system local to the deflected beam | (deg/s^2)
| TipRAZl |  | Tip angular/rotational accelerations (absolute) expressed in l | l: a floating coordinate system local to the deflected beam | (deg/s^2)
Sectional Loads
| N1Fxl |  | Sectional force resultants at Node 1 expressed in l | l: a floating coordinate system local to the deflected beam | (N)
| N1Fyl |  | Sectional force resultants at Node 1 expressed in l | l: a floating coordinate system local to the deflected beam | (N)
| N1Fzl |  | Sectional force resultants at Node 1 expressed in l | l: a floating coordinate system local to the deflected beam | (N)
| N2Fxl |  | Sectional force resultants at Node 2 expressed in l | l: a floating coordinate system local to the deflected beam | (N)
| N2Fyl |  | Sectional force resultants at Node 2 expressed in l | l: a floating coordinate system local to the deflected beam | (N)
| N2Fzl |  | Sectional force resultants at Node 2 expressed in l | l: a floating coordinate system local to the deflected beam | (N)
| N3Fxl |  | Sectional force resultants at Node 3 expressed in l | l: a floating coordinate system local to the deflected beam | (N)
| N3Fyl |  | Sectional force resultants at Node 3 expressed in l | l: a floating coordinate system local to the deflected beam | (N)
| N3Fzl |  | Sectional force resultants at Node 3 expressed in l | l: a floating coordinate system local to the deflected beam | (N)
| N4Fxl |  | Sectional force resultants at Node 4 expressed in l | l: a floating coordinate system local to the deflected beam | (N)
| N4Fyl |  | Sectional force resultants at Node 4 expressed in l | l: a floating coordinate system local to the deflected beam | (N)
| N4Fzl |  | Sectional force resultants at Node 4 expressed in l | l: a floating coordinate system local to the deflected beam | (N)
| N5Fxl |  | Sectional force resultants at Node 5 expressed in l | l: a floating coordinate system local to the deflected beam | (N)
| N5Fyl |  | Sectional force resultants at Node 5 expressed in l | l: a floating coordinate system local to the deflected beam | (N)
| N5Fzl |  | Sectional force resultants at Node 5 expressed in l | l: a floating coordinate system local to the deflected beam | (N)
| N6Fxl |  | Sectional force resultants at Node 6 expressed in l | l: a floating coordinate system local to the deflected beam | (N)
| N6Fyl |  | Sectional force resultants at Node 6 expressed in l | l: a floating coordinate system local to the deflected beam | (N)
| N6Fzl |  | Sectional force resultants at Node 6 expressed in l | l: a floating coordinate system local to the deflected beam | (N)
| N7Fxl |  | Sectional force resultants at Node 7 expressed in l | l: a floating coordinate system local to the deflected beam | (N)
| N7Fyl |  | Sectional force resultants at Node 7 expressed in l | l: a floating coordinate system local to the deflected beam | (N)
| N7Fzl |  | Sectional force resultants at Node 7 expressed in l | l: a floating coordinate system local to the deflected beam | (N)
| N8Fxl |  | Sectional force resultants at Node 8 expressed in l | l: a floating coordinate system local to the deflected beam | (N)
| N8Fyl |  | Sectional force resultants at Node 8 expressed in l | l: a floating coordinate system local to the deflected beam | (N)
| N8Fzl |  | Sectional force resultants at Node 8 expressed in l | l: a floating coordinate system local to the deflected beam | (N)
| N9Fxl |  | Sectional force resultants at Node 9 expressed in l | l: a floating coordinate system local to the deflected beam | (N)
| N9Fyl |  | Sectional force resultants at Node 9 expressed in l | l: a floating coordinate system local to the deflected beam | (N)
| N9Fzl |  | Sectional force resultants at Node 9 expressed in l | l: a floating coordinate system local to the deflected beam | (N)
| N1Mxl |  | Sectional moment resultants at Node 1 expressed in l | l: a floating coordinate system local to the deflected beam | (N-m)
| N1Myl |  | Sectional moment resultants at Node 1 expressed in l | l: a floating coordinate system local to the deflected beam | (N-m)
| N1Mzl |  | Sectional moment resultants at Node 1 expressed in l | l: a floating coordinate system local to the deflected beam | (N-m)
| N2Mxl |  | Sectional moment resultants at Node 2 expressed in l | l: a floating coordinate system local to the deflected beam | (N-m)
| N2Myl |  | Sectional moment resultants at Node 2 expressed in l | l: a floating coordinate system local to the deflected beam | (N-m)
| N2Mzl |  | Sectional moment resultants at Node 2 expressed in l | l: a floating coordinate system local to the deflected beam | (N-m)
| N3Mxl |  | Sectional moment resultants at Node 3 expressed in l | l: a floating coordinate system local to the deflected beam | (N-m)
| N3Myl |  | Sectional moment resultants at Node 3 expressed in l | l: a floating coordinate system local to the deflected beam | (N-m)
| N3Mzl |  | Sectional moment resultants at Node 3 expressed in l | l: a floating coordinate system local to the deflected beam | (N-m)
| N4Mxl |  | Sectional moment resultants at Node 4 expressed in l | l: a floating coordinate system local to the deflected beam | (N-m)
| N4Myl |  | Sectional moment resultants at Node 4 expressed in l | l: a floating coordinate system local to the deflected beam | (N-m)
| N4Mzl |  | Sectional moment resultants at Node 4 expressed in l | l: a floating coordinate system local to the deflected beam | (N-m)
| N5Mxl |  | Sectional moment resultants at Node 5 expressed in l | l: a floating coordinate system local to the deflected beam | (N-m)
| N5Myl |  | Sectional moment resultants at Node 5 expressed in l | l: a floating coordinate system local to the deflected beam | (N-m)
| N5Mzl |  | Sectional moment resultants at Node 5 expressed in l | l: a floating coordinate system local to the deflected beam | (N-m)
| N6Mxl |  | Sectional moment resultants at Node 6 expressed in l | l: a floating coordinate system local to the deflected beam | (N-m)
| N6Myl |  | Sectional moment resultants at Node 6 expressed in l | l: a floating coordinate system local to the deflected beam | (N-m)
| N6Mzl |  | Sectional moment resultants at Node 6 expressed in l | l: a floating coordinate system local to the deflected beam | (N-m)
| N7Mxl |  | Sectional moment resultants at Node 7 expressed in l | l: a floating coordinate system local to the deflected beam | (N-m)
| N7Myl |  | Sectional moment resultants at Node 7 expressed in l | l: a floating coordinate system local to the deflected beam | (N-m)
| N7Mzl |  | Sectional moment resultants at Node 7 expressed in l | l: a floating coordinate system local to the deflected beam | (N-m)
| N8Mxl |  | Sectional moment resultants at Node 8 expressed in l | l: a floating coordinate system local to the deflected beam | (N-m)
| N8Myl |  | Sectional moment resultants at Node 8 expressed in l | l: a floating coordinate system local to the deflected beam | (N-m)
| N8Mzl |  | Sectional moment resultants at Node 8 expressed in l | l: a floating coordinate system local to the deflected beam | (N-m)
| N9Mxl |  | Sectional moment resultants at Node 9 expressed in l | l: a floating coordinate system local to the deflected beam | (N-m)
| N9Myl |  | Sectional moment resultants at Node 9 expressed in l | l: a floating coordinate system local to the deflected beam | (N-m)
| N9Mzl |  | Sectional moment resultants at Node 9 expressed in l | l: a floating coordinate system local to the deflected beam | (N-m)
Sectional Motions
| N1TDxr |  | Sectional translational deflection (relative to the undeflected position) at Node 1 expressed in r | r: a floating reference coordinate system fixed to the root of the moving beam; when coupled to FAST for blades, this is equivalent to the IEC blade (b) coordinate system | (m)
| N1TDyr |  | Sectional translational deflection (relative to the undeflected position) at Node 1 expressed in r | r: a floating reference coordinate system fixed to the root of the moving beam; when coupled to FAST for blades, this is equivalent to the IEC blade (b) coordinate system | (m)
| N1TDzr |  | Sectional translational deflection (relative to the undeflected position) at Node 1 expressed in r | r: a floating reference coordinate system fixed to the root of the moving beam; when coupled to FAST for blades, this is equivalent to the IEC blade (b) coordinate system | (m)
| N2TDxr |  | Sectional translational deflection (relative to the undeflected position) at Node 2 expressed in r | r: a floating reference coordinate system fixed to the root of the moving beam; when coupled to FAST for blades, this is equivalent to the IEC blade (b) coordinate system | (m)
| N2TDyr |  | Sectional translational deflection (relative to the undeflected position) at Node 2 expressed in r | r: a floating reference coordinate system fixed to the root of the moving beam; when coupled to FAST for blades, this is equivalent to the IEC blade (b) coordinate system | (m)
| N2TDzr |  | Sectional translational deflection (relative to the undeflected position) at Node 2 expressed in r | r: a floating reference coordinate system fixed to the root of the moving beam; when coupled to FAST for blades, this is equivalent to the IEC blade (b) coordinate system | (m)
| N3TDxr |  | Sectional translational deflection (relative to the undeflected position) at Node 3 expressed in r | r: a floating reference coordinate system fixed to the root of the moving beam; when coupled to FAST for blades, this is equivalent to the IEC blade (b) coordinate system | (m)
| N3TDyr |  | Sectional translational deflection (relative to the undeflected position) at Node 3 expressed in r | r: a floating reference coordinate system fixed to the root of the moving beam; when coupled to FAST for blades, this is equivalent to the IEC blade (b) coordinate system | (m)
| N3TDzr |  | Sectional translational deflection (relative to the undeflected position) at Node 3 expressed in r | r: a floating reference coordinate system fixed to the root of the moving beam; when coupled to FAST for blades, this is equivalent to the IEC blade (b) coordinate system | (m)
| N4TDxr |  | Sectional translational deflection (relative to the undeflected position) at Node 4 expressed in r | r: a floating reference coordinate system fixed to the root of the moving beam; when coupled to FAST for blades, this is equivalent to the IEC blade (b) coordinate system | (m)
| N4TDyr |  | Sectional translational deflection (relative to the undeflected position) at Node 4 expressed in r | r: a floating reference coordinate system fixed to the root of the moving beam; when coupled to FAST for blades, this is equivalent to the IEC blade (b) coordinate system | (m)
| N4TDzr |  | Sectional translational deflection (relative to the undeflected position) at Node 4 expressed in r | r: a floating reference coordinate system fixed to the root of the moving beam; when coupled to FAST for blades, this is equivalent to the IEC blade (b) coordinate system | (m)
| N5TDxr |  | Sectional translational deflection (relative to the undeflected position) at Node 5 expressed in r | r: a floating reference coordinate system fixed to the root of the moving beam; when coupled to FAST for blades, this is equivalent to the IEC blade (b) coordinate system | (m)
| N5TDyr |  | Sectional translational deflection (relative to the undeflected position) at Node 5 expressed in r | r: a floating reference coordinate system fixed to the root of the moving beam; when coupled to FAST for blades, this is equivalent to the IEC blade (b) coordinate system | (m)
| N5TDzr |  | Sectional translational deflection (relative to the undeflected position) at Node 5 expressed in r | r: a floating reference coordinate system fixed to the root of the moving beam; when coupled to FAST for blades, this is equivalent to the IEC blade (b) coordinate system | (m)
| N6TDxr |  | Sectional translational deflection (relative to the undeflected position) at Node 6 expressed in r | r: a floating reference coordinate system fixed to the root of the moving beam; when coupled to FAST for blades, this is equivalent to the IEC blade (b) coordinate system | (m)
| N6TDyr |  | Sectional translational deflection (relative to the undeflected position) at Node 6 expressed in r | r: a floating reference coordinate system fixed to the root of the moving beam; when coupled to FAST for blades, this is equivalent to the IEC blade (b) coordinate system | (m)
| N6TDzr |  | Sectional translational deflection (relative to the undeflected position) at Node 6 expressed in r | r: a floating reference coordinate system fixed to the root of the moving beam; when coupled to FAST for blades, this is equivalent to the IEC blade (b) coordinate system | (m)
| N7TDxr |  | Sectional translational deflection (relative to the undeflected position) at Node 7 expressed in r | r: a floating reference coordinate system fixed to the root of the moving beam; when coupled to FAST for blades, this is equivalent to the IEC blade (b) coordinate system | (m)
| N7TDyr |  | Sectional translational deflection (relative to the undeflected position) at Node 7 expressed in r | r: a floating reference coordinate system fixed to the root of the moving beam; when coupled to FAST for blades, this is equivalent to the IEC blade (b) coordinate system | (m)
| N7TDzr |  | Sectional translational deflection (relative to the undeflected position) at Node 7 expressed in r | r: a floating reference coordinate system fixed to the root of the moving beam; when coupled to FAST for blades, this is equivalent to the IEC blade (b) coordinate system | (m)
| N8TDxr |  | Sectional translational deflection (relative to the undeflected position) at Node 8 expressed in r | r: a floating reference coordinate system fixed to the root of the moving beam; when coupled to FAST for blades, this is equivalent to the IEC blade (b) coordinate system | (m)
| N8TDyr |  | Sectional translational deflection (relative to the undeflected position) at Node 8 expressed in r | r: a floating reference coordinate system fixed to the root of the moving beam; when coupled to FAST for blades, this is equivalent to the IEC blade (b) coordinate system | (m)
| N8TDzr |  | Sectional translational deflection (relative to the undeflected position) at Node 8 expressed in r | r: a floating reference coordinate system fixed to the root of the moving beam; when coupled to FAST for blades, this is equivalent to the IEC blade (b) coordinate system | (m)
| N9TDxr |  | Sectional translational deflection (relative to the undeflected position) at Node 9 expressed in r | r: a floating reference coordinate system fixed to the root of the moving beam; when coupled to FAST for blades, this is equivalent to the IEC blade (b) coordinate system | (m)
| N9TDyr |  | Sectional translational deflection (relative to the undeflected position) at Node 9 expressed in r | r: a floating reference coordinate system fixed to the root of the moving beam; when coupled to FAST for blades, this is equivalent to the IEC blade (b) coordinate system | (m)
| N9TDzr |  | Sectional translational deflection (relative to the undeflected position) at Node 9 expressed in r | r: a floating reference coordinate system fixed to the root of the moving beam; when coupled to FAST for blades, this is equivalent to the IEC blade (b) coordinate system | (m)
| N1RDxr |  | Sectional angular/rotational deflection Wiener-Milenkovic parameter (relative to the undeflected orientation) at Node 1 expressed in r | r: a floating reference coordinate system fixed to the root of the moving beam; when coupled to FAST for blades, this is equivalent to the IEC blade (b) coordinate system | (-)
| N1RDyr |  | Sectional angular/rotational deflection Wiener-Milenkovic parameter (relative to the undeflected orientation) at Node 1 expressed in r | r: a floating reference coordinate system fixed to the root of the moving beam; when coupled to FAST for blades, this is equivalent to the IEC blade (b) coordinate system | (-)
| N1RDzr |  | Sectional angular/rotational deflection Wiener-Milenkovic parameter (relative to the undeflected orientation) at Node 1 expressed in r | r: a floating reference coordinate system fixed to the root of the moving beam; when coupled to FAST for blades, this is equivalent to the IEC blade (b) coordinate system | (-)
| N2RDxr |  | Sectional angular/rotational deflection Wiener-Milenkovic parameter (relative to the undeflected orientation) at Node 2 expressed in r | r: a floating reference coordinate system fixed to the root of the moving beam; when coupled to FAST for blades, this is equivalent to the IEC blade (b) coordinate system | (-)
| N2RDyr |  | Sectional angular/rotational deflection Wiener-Milenkovic parameter (relative to the undeflected orientation) at Node 2 expressed in r | r: a floating reference coordinate system fixed to the root of the moving beam; when coupled to FAST for blades, this is equivalent to the IEC blade (b) coordinate system | (-)
| N2RDzr |  | Sectional angular/rotational deflection Wiener-Milenkovic parameter (relative to the undeflected orientation) at Node 2 expressed in r | r: a floating reference coordinate system fixed to the root of the moving beam; when coupled to FAST for blades, this is equivalent to the IEC blade (b) coordinate system | (-)
| N3RDxr |  | Sectional angular/rotational deflection Wiener-Milenkovic parameter (relative to the undeflected orientation) at Node 3 expressed in r | r: a floating reference coordinate system fixed to the root of the moving beam; when coupled to FAST for blades, this is equivalent to the IEC blade (b) coordinate system | (-)
| N3RDyr |  | Sectional angular/rotational deflection Wiener-Milenkovic parameter (relative to the undeflected orientation) at Node 3 expressed in r | r: a floating reference coordinate system fixed to the root of the moving beam; when coupled to FAST for blades, this is equivalent to the IEC blade (b) coordinate system | (-)
| N3RDzr |  | Sectional angular/rotational deflection Wiener-Milenkovic parameter (relative to the undeflected orientation) at Node 3 expressed in r | r: a floating reference coordinate system fixed to the root of the moving beam; when coupled to FAST for blades, this is equivalent to the IEC blade (b) coordinate system | (-)
| N4RDxr |  | Sectional angular/rotational deflection Wiener-Milenkovic parameter (relative to the undeflected orientation) at Node 4 expressed in r | r: a floating reference coordinate system fixed to the root of the moving beam; when coupled to FAST for blades, this is equivalent to the IEC blade (b) coordinate system | (-)
| N4RDyr |  | Sectional angular/rotational deflection Wiener-Milenkovic parameter (relative to the undeflected orientation) at Node 4 expressed in r | r: a floating reference coordinate system fixed to the root of the moving beam; when coupled to FAST for blades, this is equivalent to the IEC blade (b) coordinate system | (-)
| N4RDzr |  | Sectional angular/rotational deflection Wiener-Milenkovic parameter (relative to the undeflected orientation) at Node 4 expressed in r | r: a floating reference coordinate system fixed to the root of the moving beam; when coupled to FAST for blades, this is equivalent to the IEC blade (b) coordinate system | (-)
| N5RDxr |  | Sectional angular/rotational deflection Wiener-Milenkovic parameter (relative to the undeflected orientation) at Node 5 expressed in r | r: a floating reference coordinate system fixed to the root of the moving beam; when coupled to FAST for blades, this is equivalent to the IEC blade (b) coordinate system | (-)
| N5RDyr |  | Sectional angular/rotational deflection Wiener-Milenkovic parameter (relative to the undeflected orientation) at Node 5 expressed in r | r: a floating reference coordinate system fixed to the root of the moving beam; when coupled to FAST for blades, this is equivalent to the IEC blade (b) coordinate system | (-)
| N5RDzr |  | Sectional angular/rotational deflection Wiener-Milenkovic parameter (relative to the undeflected orientation) at Node 5 expressed in r | r: a floating reference coordinate system fixed to the root of the moving beam; when coupled to FAST for blades, this is equivalent to the IEC blade (b) coordinate system | (-)
| N6RDxr |  | Sectional angular/rotational deflection Wiener-Milenkovic parameter (relative to the undeflected orientation) at Node 6 expressed in r | r: a floating reference coordinate system fixed to the root of the moving beam; when coupled to FAST for blades, this is equivalent to the IEC blade (b) coordinate system | (-)
| N6RDyr |  | Sectional angular/rotational deflection Wiener-Milenkovic parameter (relative to the undeflected orientation) at Node 6 expressed in r | r: a floating reference coordinate system fixed to the root of the moving beam; when coupled to FAST for blades, this is equivalent to the IEC blade (b) coordinate system | (-)
| N6RDzr |  | Sectional angular/rotational deflection Wiener-Milenkovic parameter (relative to the undeflected orientation) at Node 6 expressed in r | r: a floating reference coordinate system fixed to the root of the moving beam; when coupled to FAST for blades, this is equivalent to the IEC blade (b) coordinate system | (-)
| N7RDxr |  | Sectional angular/rotational deflection Wiener-Milenkovic parameter (relative to the undeflected orientation) at Node 7 expressed in r | r: a floating reference coordinate system fixed to the root of the moving beam; when coupled to FAST for blades, this is equivalent to the IEC blade (b) coordinate system | (-)
| N7RDyr |  | Sectional angular/rotational deflection Wiener-Milenkovic parameter (relative to the undeflected orientation) at Node 7 expressed in r | r: a floating reference coordinate system fixed to the root of the moving beam; when coupled to FAST for blades, this is equivalent to the IEC blade (b) coordinate system | (-)
| N7RDzr |  | Sectional angular/rotational deflection Wiener-Milenkovic parameter (relative to the undeflected orientation) at Node 7 expressed in r | r: a floating reference coordinate system fixed to the root of the moving beam; when coupled to FAST for blades, this is equivalent to the IEC blade (b) coordinate system | (-)
| N8RDxr |  | Sectional angular/rotational deflection Wiener-Milenkovic parameter (relative to the undeflected orientation) at Node 8 expressed in r | r: a floating reference coordinate system fixed to the root of the moving beam; when coupled to FAST for blades, this is equivalent to the IEC blade (b) coordinate system | (-)
| N8RDyr |  | Sectional angular/rotational deflection Wiener-Milenkovic parameter (relative to the undeflected orientation) at Node 8 expressed in r | r: a floating reference coordinate system fixed to the root of the moving beam; when coupled to FAST for blades, this is equivalent to the IEC blade (b) coordinate system | (-)
| N8RDzr |  | Sectional angular/rotational deflection Wiener-Milenkovic parameter (relative to the undeflected orientation) at Node 8 expressed in r | r: a floating reference coordinate system fixed to the root of the moving beam; when coupled to FAST for blades, this is equivalent to the IEC blade (b) coordinate system | (-)
| N9RDxr |  | Sectional angular/rotational deflection Wiener-Milenkovic parameter (relative to the undeflected orientation) at Node 9 expressed in r | r: a floating reference coordinate system fixed to the root of the moving beam; when coupled to FAST for blades, this is equivalent to the IEC blade (b) coordinate system | (-)
| N9RDyr |  | Sectional angular/rotational deflection Wiener-Milenkovic parameter (relative to the undeflected orientation) at Node 9 expressed in r | r: a floating reference coordinate system fixed to the root of the moving beam; when coupled to FAST for blades, this is equivalent to the IEC blade (b) coordinate system | (-)
| N9RDzr |  | Sectional angular/rotational deflection Wiener-Milenkovic parameter (relative to the undeflected orientation) at Node 9 expressed in r | r: a floating reference coordinate system fixed to the root of the moving beam; when coupled to FAST for blades, this is equivalent to the IEC blade (b) coordinate system | (-)
| N1TVXg |  | Sectional translational velocities (absolute) at Node 1 expressed in g | g: the global inertial frame coordinate system; when coupled to FAST, this is equivalent to FAST’s global inertial frame (i) coordinate system | (m/s)
| N1TVYg |  | Sectional translational velocities (absolute) at Node 1 expressed in g | g: the global inertial frame coordinate system; when coupled to FAST, this is equivalent to FAST’s global inertial frame (i) coordinate system | (m/s)
| N1TVZg |  | Sectional translational velocities (absolute) at Node 1 expressed in g | g: the global inertial frame coordinate system; when coupled to FAST, this is equivalent to FAST’s global inertial frame (i) coordinate system | (m/s)
| N2TVXg |  | Sectional translational velocities (absolute) at Node 2 expressed in g | g: the global inertial frame coordinate system; when coupled to FAST, this is equivalent to FAST’s global inertial frame (i) coordinate system | (m/s)
| N2TVYg |  | Sectional translational velocities (absolute) at Node 2 expressed in g | g: the global inertial frame coordinate system; when coupled to FAST, this is equivalent to FAST’s global inertial frame (i) coordinate system | (m/s)
| N2TVZg |  | Sectional translational velocities (absolute) at Node 2 expressed in g | g: the global inertial frame coordinate system; when coupled to FAST, this is equivalent to FAST’s global inertial frame (i) coordinate system | (m/s)
| N3TVXg |  | Sectional translational velocities (absolute) at Node 3 expressed in g | g: the global inertial frame coordinate system; when coupled to FAST, this is equivalent to FAST’s global inertial frame (i) coordinate system | (m/s)
| N3TVYg |  | Sectional translational velocities (absolute) at Node 3 expressed in g | g: the global inertial frame coordinate system; when coupled to FAST, this is equivalent to FAST’s global inertial frame (i) coordinate system | (m/s)
| N3TVZg |  | Sectional translational velocities (absolute) at Node 3 expressed in g | g: the global inertial frame coordinate system; when coupled to FAST, this is equivalent to FAST’s global inertial frame (i) coordinate system | (m/s)
| N4TVXg |  | Sectional translational velocities (absolute) at Node 4 expressed in g | g: the global inertial frame coordinate system; when coupled to FAST, this is equivalent to FAST’s global inertial frame (i) coordinate system | (m/s)
| N4TVYg |  | Sectional translational velocities (absolute) at Node 4 expressed in g | g: the global inertial frame coordinate system; when coupled to FAST, this is equivalent to FAST’s global inertial frame (i) coordinate system | (m/s)
| N4TVZg |  | Sectional translational velocities (absolute) at Node 4 expressed in g | g: the global inertial frame coordinate system; when coupled to FAST, this is equivalent to FAST’s global inertial frame (i) coordinate system | (m/s)
| N5TVXg |  | Sectional translational velocities (absolute) at Node 5 expressed in g | g: the global inertial frame coordinate system; when coupled to FAST, this is equivalent to FAST’s global inertial frame (i) coordinate system | (m/s)
| N5TVYg |  | Sectional translational velocities (absolute) at Node 5 expressed in g | g: the global inertial frame coordinate system; when coupled to FAST, this is equivalent to FAST’s global inertial frame (i) coordinate system | (m/s)
| N5TVZg |  | Sectional translational velocities (absolute) at Node 5 expressed in g | g: the global inertial frame coordinate system; when coupled to FAST, this is equivalent to FAST’s global inertial frame (i) coordinate system | (m/s)
| N6TVXg |  | Sectional translational velocities (absolute) at Node 6 expressed in g | g: the global inertial frame coordinate system; when coupled to FAST, this is equivalent to FAST’s global inertial frame (i) coordinate system | (m/s)
| N6TVYg |  | Sectional translational velocities (absolute) at Node 6 expressed in g | g: the global inertial frame coordinate system; when coupled to FAST, this is equivalent to FAST’s global inertial frame (i) coordinate system | (m/s)
| N6TVZg |  | Sectional translational velocities (absolute) at Node 6 expressed in g | g: the global inertial frame coordinate system; when coupled to FAST, this is equivalent to FAST’s global inertial frame (i) coordinate system | (m/s)
| N7TVXg |  | Sectional translational velocities (absolute) at Node 7 expressed in g | g: the global inertial frame coordinate system; when coupled to FAST, this is equivalent to FAST’s global inertial frame (i) coordinate system | (m/s)
| N7TVYg |  | Sectional translational velocities (absolute) at Node 7 expressed in g | g: the global inertial frame coordinate system; when coupled to FAST, this is equivalent to FAST’s global inertial frame (i) coordinate system | (m/s)
| N7TVZg |  | Sectional translational velocities (absolute) at Node 7 expressed in g | g: the global inertial frame coordinate system; when coupled to FAST, this is equivalent to FAST’s global inertial frame (i) coordinate system | (m/s)
| N8TVXg |  | Sectional translational velocities (absolute) at Node 8 expressed in g | g: the global inertial frame coordinate system; when coupled to FAST, this is equivalent to FAST’s global inertial frame (i) coordinate system | (m/s)
| N8TVYg |  | Sectional translational velocities (absolute) at Node 8 expressed in g | g: the global inertial frame coordinate system; when coupled to FAST, this is equivalent to FAST’s global inertial frame (i) coordinate system | (m/s)
| N8TVZg |  | Sectional translational velocities (absolute) at Node 8 expressed in g | g: the global inertial frame coordinate system; when coupled to FAST, this is equivalent to FAST’s global inertial frame (i) coordinate system | (m/s)
| N9TVXg |  | Sectional translational velocities (absolute) at Node 9 expressed in g | g: the global inertial frame coordinate system; when coupled to FAST, this is equivalent to FAST’s global inertial frame (i) coordinate system | (m/s)
| N9TVYg |  | Sectional translational velocities (absolute) at Node 9 expressed in g | g: the global inertial frame coordinate system; when coupled to FAST, this is equivalent to FAST’s global inertial frame (i) coordinate system | (m/s)
| N9TVZg |  | Sectional translational velocities (absolute) at Node 9 expressed in g | g: the global inertial frame coordinate system; when coupled to FAST, this is equivalent to FAST’s global inertial frame (i) coordinate system | (m/s)
| N1RVXg |  | Sectional angular/rotational velocities (absolute) at Node 1 expressed in g | g: the global inertial frame coordinate system; when coupled to FAST, this is equivalent to FAST’s global inertial frame (i) coordinate system | (deg/s)
| N1RVYg |  | Sectional angular/rotational velocities (absolute) at Node 1 expressed in g | g: the global inertial frame coordinate system; when coupled to FAST, this is equivalent to FAST’s global inertial frame (i) coordinate system | (deg/s)
| N1RVZg |  | Sectional angular/rotational velocities (absolute) at Node 1 expressed in g | g: the global inertial frame coordinate system; when coupled to FAST, this is equivalent to FAST’s global inertial frame (i) coordinate system | (deg/s)
| N2RVXg |  | Sectional angular/rotational velocities (absolute) at Node 2 expressed in g | g: the global inertial frame coordinate system; when coupled to FAST, this is equivalent to FAST’s global inertial frame (i) coordinate system | (deg/s)
| N2RVYg |  | Sectional angular/rotational velocities (absolute) at Node 2 expressed in g | g: the global inertial frame coordinate system; when coupled to FAST, this is equivalent to FAST’s global inertial frame (i) coordinate system | (deg/s)
| N2RVZg |  | Sectional angular/rotational velocities (absolute) at Node 2 expressed in g | g: the global inertial frame coordinate system; when coupled to FAST, this is equivalent to FAST’s global inertial frame (i) coordinate system | (deg/s)
| N3RVXg |  | Sectional angular/rotational velocities (absolute) at Node 3 expressed in g | g: the global inertial frame coordinate system; when coupled to FAST, this is equivalent to FAST’s global inertial frame (i) coordinate system | (deg/s)
| N3RVYg |  | Sectional angular/rotational velocities (absolute) at Node 3 expressed in g | g: the global inertial frame coordinate system; when coupled to FAST, this is equivalent to FAST’s global inertial frame (i) coordinate system | (deg/s)
| N3RVZg |  | Sectional angular/rotational velocities (absolute) at Node 3 expressed in g | g: the global inertial frame coordinate system; when coupled to FAST, this is equivalent to FAST’s global inertial frame (i) coordinate system | (deg/s)
| N4RVXg |  | Sectional angular/rotational velocities (absolute) at Node 4 expressed in g | g: the global inertial frame coordinate system; when coupled to FAST, this is equivalent to FAST’s global inertial frame (i) coordinate system | (deg/s)
| N4RVYg |  | Sectional angular/rotational velocities (absolute) at Node 4 expressed in g | g: the global inertial frame coordinate system; when coupled to FAST, this is equivalent to FAST’s global inertial frame (i) coordinate system | (deg/s)
| N4RVZg |  | Sectional angular/rotational velocities (absolute) at Node 4 expressed in g | g: the global inertial frame coordinate system; when coupled to FAST, this is equivalent to FAST’s global inertial frame (i) coordinate system | (deg/s)
| N5RVXg |  | Sectional angular/rotational velocities (absolute) at Node 5 expressed in g | g: the global inertial frame coordinate system; when coupled to FAST, this is equivalent to FAST’s global inertial frame (i) coordinate system | (deg/s)
| N5RVYg |  | Sectional angular/rotational velocities (absolute) at Node 5 expressed in g | g: the global inertial frame coordinate system; when coupled to FAST, this is equivalent to FAST’s global inertial frame (i) coordinate system | (deg/s)
| N5RVZg |  | Sectional angular/rotational velocities (absolute) at Node 5 expressed in g | g: the global inertial frame coordinate system; when coupled to FAST, this is equivalent to FAST’s global inertial frame (i) coordinate system | (deg/s)
| N6RVXg |  | Sectional angular/rotational velocities (absolute) at Node 6 expressed in g | g: the global inertial frame coordinate system; when coupled to FAST, this is equivalent to FAST’s global inertial frame (i) coordinate system | (deg/s)
| N6RVYg |  | Sectional angular/rotational velocities (absolute) at Node 6 expressed in g | g: the global inertial frame coordinate system; when coupled to FAST, this is equivalent to FAST’s global inertial frame (i) coordinate system | (deg/s)
| N6RVZg |  | Sectional angular/rotational velocities (absolute) at Node 6 expressed in g | g: the global inertial frame coordinate system; when coupled to FAST, this is equivalent to FAST’s global inertial frame (i) coordinate system | (deg/s)
| N7RVXg |  | Sectional angular/rotational velocities (absolute) at Node 7 expressed in g | g: the global inertial frame coordinate system; when coupled to FAST, this is equivalent to FAST’s global inertial frame (i) coordinate system | (deg/s)
| N7RVYg |  | Sectional angular/rotational velocities (absolute) at Node 7 expressed in g | g: the global inertial frame coordinate system; when coupled to FAST, this is equivalent to FAST’s global inertial frame (i) coordinate system | (deg/s)
| N7RVZg |  | Sectional angular/rotational velocities (absolute) at Node 7 expressed in g | g: the global inertial frame coordinate system; when coupled to FAST, this is equivalent to FAST’s global inertial frame (i) coordinate system | (deg/s)
| N8RVXg |  | Sectional angular/rotational velocities (absolute) at Node 8 expressed in g | g: the global inertial frame coordinate system; when coupled to FAST, this is equivalent to FAST’s global inertial frame (i) coordinate system | (deg/s)
| N8RVYg |  | Sectional angular/rotational velocities (absolute) at Node 8 expressed in g | g: the global inertial frame coordinate system; when coupled to FAST, this is equivalent to FAST’s global inertial frame (i) coordinate system | (deg/s)
| N8RVZg |  | Sectional angular/rotational velocities (absolute) at Node 8 expressed in g | g: the global inertial frame coordinate system; when coupled to FAST, this is equivalent to FAST’s global inertial frame (i) coordinate system | (deg/s)
| N9RVXg |  | Sectional angular/rotational velocities (absolute) at Node 9 expressed in g | g: the global inertial frame coordinate system; when coupled to FAST, this is equivalent to FAST’s global inertial frame (i) coordinate system | (deg/s)
| N9RVYg |  | Sectional angular/rotational velocities (absolute) at Node 9 expressed in g | g: the global inertial frame coordinate system; when coupled to FAST, this is equivalent to FAST’s global inertial frame (i) coordinate system | (deg/s)
| N9RVZg |  | Sectional angular/rotational velocities (absolute) at Node 9 expressed in g | g: the global inertial frame coordinate system; when coupled to FAST, this is equivalent to FAST’s global inertial frame (i) coordinate system | (deg/s)
| N1TAXl |  | Sectional translational accelerations (absolute) at Node 1 expressed in l | l: a floating coordinate system local to the deflected beam | (m/s^2)
| N1TAYl |  | Sectional translational accelerations (absolute) at Node 1 expressed in l | l: a floating coordinate system local to the deflected beam | (m/s^2)
| N1TAZl |  | Sectional translational accelerations (absolute) at Node 1 expressed in l | l: a floating coordinate system local to the deflected beam | (m/s^2)
| N2TAXl |  | Sectional translational accelerations (absolute) at Node 2 expressed in l | l: a floating coordinate system local to the deflected beam | (m/s^2)
| N2TAYl |  | Sectional translational accelerations (absolute) at Node 2 expressed in l | l: a floating coordinate system local to the deflected beam | (m/s^2)
| N2TAZl |  | Sectional translational accelerations (absolute) at Node 2 expressed in l | l: a floating coordinate system local to the deflected beam | (m/s^2)
| N3TAXl |  | Sectional translational accelerations (absolute) at Node 3 expressed in l | l: a floating coordinate system local to the deflected beam | (m/s^2)
| N3TAYl |  | Sectional translational accelerations (absolute) at Node 3 expressed in l | l: a floating coordinate system local to the deflected beam | (m/s^2)
| N3TAZl |  | Sectional translational accelerations (absolute) at Node 3 expressed in l | l: a floating coordinate system local to the deflected beam | (m/s^2)
| N4TAXl |  | Sectional translational accelerations (absolute) at Node 4 expressed in l | l: a floating coordinate system local to the deflected beam | (m/s^2)
| N4TAYl |  | Sectional translational accelerations (absolute) at Node 4 expressed in l | l: a floating coordinate system local to the deflected beam | (m/s^2)
| N4TAZl |  | Sectional translational accelerations (absolute) at Node 4 expressed in l | l: a floating coordinate system local to the deflected beam | (m/s^2)
| N5TAXl |  | Sectional translational accelerations (absolute) at Node 5 expressed in l | l: a floating coordinate system local to the deflected beam | (m/s^2)
| N5TAYl |  | Sectional translational accelerations (absolute) at Node 5 expressed in l | l: a floating coordinate system local to the deflected beam | (m/s^2)
| N5TAZl |  | Sectional translational accelerations (absolute) at Node 5 expressed in l | l: a floating coordinate system local to the deflected beam | (m/s^2)
| N6TAXl |  | Sectional translational accelerations (absolute) at Node 6 expressed in l | l: a floating coordinate system local to the deflected beam | (m/s^2)
| N6TAYl |  | Sectional translational accelerations (absolute) at Node 6 expressed in l | l: a floating coordinate system local to the deflected beam | (m/s^2)
| N6TAZl |  | Sectional translational accelerations (absolute) at Node 6 expressed in l | l: a floating coordinate system local to the deflected beam | (m/s^2)
| N7TAXl |  | Sectional translational accelerations (absolute) at Node 7 expressed in l | l: a floating coordinate system local to the deflected beam | (m/s^2)
| N7TAYl |  | Sectional translational accelerations (absolute) at Node 7 expressed in l | l: a floating coordinate system local to the deflected beam | (m/s^2)
| N7TAZl |  | Sectional translational accelerations (absolute) at Node 7 expressed in l | l: a floating coordinate system local to the deflected beam | (m/s^2)
| N8TAXl |  | Sectional translational accelerations (absolute) at Node 8 expressed in l | l: a floating coordinate system local to the deflected beam | (m/s^2)
| N8TAYl |  | Sectional translational accelerations (absolute) at Node 8 expressed in l | l: a floating coordinate system local to the deflected beam | (m/s^2)
| N8TAZl |  | Sectional translational accelerations (absolute) at Node 8 expressed in l | l: a floating coordinate system local to the deflected beam | (m/s^2)
| N9TAXl |  | Sectional translational accelerations (absolute) at Node 9 expressed in l | l: a floating coordinate system local to the deflected beam | (m/s^2)
| N9TAYl |  | Sectional translational accelerations (absolute) at Node 9 expressed in l | l: a floating coordinate system local to the deflected beam | (m/s^2)
| N9TAZl |  | Sectional translational accelerations (absolute) at Node 9 expressed in l | l: a floating coordinate system local to the deflected beam | (m/s^2)
| N1RAXl |  | Sectional angular/rotational accelerations (absolute) at Node 1 expressed in l | l: a floating coordinate system local to the deflected beam | (deg/s^2)
| N1RAYl |  | Sectional angular/rotational accelerations (absolute) at Node 1 expressed in l | l: a floating coordinate system local to the deflected beam | (deg/s^2)
| N1RAZl |  | Sectional angular/rotational accelerations (absolute) at Node 1 expressed in l | l: a floating coordinate system local to the deflected beam | (deg/s^2)
| N2RAXl |  | Sectional angular/rotational accelerations (absolute) at Node 2 expressed in l | l: a floating coordinate system local to the deflected beam | (deg/s^2)
| N2RAYl |  | Sectional angular/rotational accelerations (absolute) at Node 2 expressed in l | l: a floating coordinate system local to the deflected beam | (deg/s^2)
| N2RAZl |  | Sectional angular/rotational accelerations (absolute) at Node 2 expressed in l | l: a floating coordinate system local to the deflected beam | (deg/s^2)
| N3RAXl |  | Sectional angular/rotational accelerations (absolute) at Node 3 expressed in l | l: a floating coordinate system local to the deflected beam | (deg/s^2)
| N3RAYl |  | Sectional angular/rotational accelerations (absolute) at Node 3 expressed in l | l: a floating coordinate system local to the deflected beam | (deg/s^2)
| N3RAZl |  | Sectional angular/rotational accelerations (absolute) at Node 3 expressed in l | l: a floating coordinate system local to the deflected beam | (deg/s^2)
| N4RAXl |  | Sectional angular/rotational accelerations (absolute) at Node 4 expressed in l | l: a floating coordinate system local to the deflected beam | (deg/s^2)
| N4RAYl |  | Sectional angular/rotational accelerations (absolute) at Node 4 expressed in l | l: a floating coordinate system local to the deflected beam | (deg/s^2)
| N4RAZl |  | Sectional angular/rotational accelerations (absolute) at Node 4 expressed in l | l: a floating coordinate system local to the deflected beam | (deg/s^2)
| N5RAXl |  | Sectional angular/rotational accelerations (absolute) at Node 5 expressed in l | l: a floating coordinate system local to the deflected beam | (deg/s^2)
| N5RAYl |  | Sectional angular/rotational accelerations (absolute) at Node 5 expressed in l | l: a floating coordinate system local to the deflected beam | (deg/s^2)
| N5RAZl |  | Sectional angular/rotational accelerations (absolute) at Node 5 expressed in l | l: a floating coordinate system local to the deflected beam | (deg/s^2)
| N6RAXl |  | Sectional angular/rotational accelerations (absolute) at Node 6 expressed in l | l: a floating coordinate system local to the deflected beam | (deg/s^2)
| N6RAYl |  | Sectional angular/rotational accelerations (absolute) at Node 6 expressed in l | l: a floating coordinate system local to the deflected beam | (deg/s^2)
| N6RAZl |  | Sectional angular/rotational accelerations (absolute) at Node 6 expressed in l | l: a floating coordinate system local to the deflected beam | (deg/s^2)
| N7RAXl |  | Sectional angular/rotational accelerations (absolute) at Node 7 expressed in l | l: a floating coordinate system local to the deflected beam | (deg/s^2)
| N7RAYl |  | Sectional angular/rotational accelerations (absolute) at Node 7 expressed in l | l: a floating coordinate system local to the deflected beam | (deg/s^2)
| N7RAZl |  | Sectional angular/rotational accelerations (absolute) at Node 7 expressed in l | l: a floating coordinate system local to the deflected beam | (deg/s^2)
| N8RAXl |  | Sectional angular/rotational accelerations (absolute) at Node 8 expressed in l | l: a floating coordinate system local to the deflected beam | (deg/s^2)
| N8RAYl |  | Sectional angular/rotational accelerations (absolute) at Node 8 expressed in l | l: a floating coordinate system local to the deflected beam | (deg/s^2)
| N8RAZl |  | Sectional angular/rotational accelerations (absolute) at Node 8 expressed in l | l: a floating coordinate system local to the deflected beam | (deg/s^2)
| N9RAXl |  | Sectional angular/rotational accelerations (absolute) at Node 9 expressed in l | l: a floating coordinate system local to the deflected beam | (deg/s^2)
| N9RAYl |  | Sectional angular/rotational accelerations (absolute) at Node 9 expressed in l | l: a floating coordinate system local to the deflected beam | (deg/s^2)
| N9RAZl |  | Sectional angular/rotational accelerations (absolute) at Node 9 expressed in l | l: a floating coordinate system local to the deflected beam | (deg/s^2)
Applied Loads
| N1PFxl |  | Applied point forces at Node 1 expressed in l | l: a floating coordinate system local to the deflected beam | (N)
| N1PFyl |  | Applied point forces at Node 1 expressed in l | l: a floating coordinate system local to the deflected beam | (N)
| N1PFzl |  | Applied point forces at Node 1 expressed in l | l: a floating coordinate system local to the deflected beam | (N)
| N2PFxl |  | Applied point forces at Node 2 expressed in l | l: a floating coordinate system local to the deflected beam | (N)
| N2PFyl |  | Applied point forces at Node 2 expressed in l | l: a floating coordinate system local to the deflected beam | (N)
| N2PFzl |  | Applied point forces at Node 2 expressed in l | l: a floating coordinate system local to the deflected beam | (N)
| N3PFxl |  | Applied point forces at Node 3 expressed in l | l: a floating coordinate system local to the deflected beam | (N)
| N3PFyl |  | Applied point forces at Node 3 expressed in l | l: a floating coordinate system local to the deflected beam | (N)
| N3PFzl |  | Applied point forces at Node 3 expressed in l | l: a floating coordinate system local to the deflected beam | (N)
| N4PFxl |  | Applied point forces at Node 4 expressed in l | l: a floating coordinate system local to the deflected beam | (N)
| N4PFyl |  | Applied point forces at Node 4 expressed in l | l: a floating coordinate system local to the deflected beam | (N)
| N4PFzl |  | Applied point forces at Node 4 expressed in l | l: a floating coordinate system local to the deflected beam | (N)
| N5PFxl |  | Applied point forces at Node 5 expressed in l | l: a floating coordinate system local to the deflected beam | (N)
| N5PFyl |  | Applied point forces at Node 5 expressed in l | l: a floating coordinate system local to the deflected beam | (N)
| N5PFzl |  | Applied point forces at Node 5 expressed in l | l: a floating coordinate system local to the deflected beam | (N)
| N6PFxl |  | Applied point forces at Node 6 expressed in l | l: a floating coordinate system local to the deflected beam | (N)
| N6PFyl |  | Applied point forces at Node 6 expressed in l | l: a floating coordinate system local to the deflected beam | (N)
| N6PFzl |  | Applied point forces at Node 6 expressed in l | l: a floating coordinate system local to the deflected beam | (N)
| N7PFxl |  | Applied point forces at Node 7 expressed in l | l: a floating coordinate system local to the deflected beam | (N)
| N7PFyl |  | Applied point forces at Node 7 expressed in l | l: a floating coordinate system local to the deflected beam | (N)
| N7PFzl |  | Applied point forces at Node 7 expressed in l | l: a floating coordinate system local to the deflected beam | (N)
| N8PFxl |  | Applied point forces at Node 8 expressed in l | l: a floating coordinate system local to the deflected beam | (N)
| N8PFyl |  | Applied point forces at Node 8 expressed in l | l: a floating coordinate system local to the deflected beam | (N)
| N8PFzl |  | Applied point forces at Node 8 expressed in l | l: a floating coordinate system local to the deflected beam | (N)
| N9PFxl |  | Applied point forces at Node 9 expressed in l | l: a floating coordinate system local to the deflected beam | (N)
| N9PFyl |  | Applied point forces at Node 9 expressed in l | l: a floating coordinate system local to the deflected beam | (N)
| N9PFzl |  | Applied point forces at Node 9 expressed in l | l: a floating coordinate system local to the deflected beam | (N)
| N1PMxl |  | Applied point moments at Node 1 expressed in l | l: a floating coordinate system local to the deflected beam | (N-m)
| N1PMyl |  | Applied point moments at Node 1 expressed in l | l: a floating coordinate system local to the deflected beam | (N-m)
| N1PMzl |  | Applied point moments at Node 1 expressed in l | l: a floating coordinate system local to the deflected beam | (N-m)
| N2PMxl |  | Applied point moments at Node 2 expressed in l | l: a floating coordinate system local to the deflected beam | (N-m)
| N2PMyl |  | Applied point moments at Node 2 expressed in l | l: a floating coordinate system local to the deflected beam | (N-m)
| N2PMzl |  | Applied point moments at Node 2 expressed in l | l: a floating coordinate system local to the deflected beam | (N-m)
| N3PMxl |  | Applied point moments at Node 3 expressed in l | l: a floating coordinate system local to the deflected beam | (N-m)
| N3PMyl |  | Applied point moments at Node 3 expressed in l | l: a floating coordinate system local to the deflected beam | (N-m)
| N3PMzl |  | Applied point moments at Node 3 expressed in l | l: a floating coordinate system local to the deflected beam | (N-m)
| N4PMxl |  | Applied point moments at Node 4 expressed in l | l: a floating coordinate system local to the deflected beam | (N-m)
| N4PMyl |  | Applied point moments at Node 4 expressed in l | l: a floating coordinate system local to the deflected beam | (N-m)
| N4PMzl |  | Applied point moments at Node 4 expressed in l | l: a floating coordinate system local to the deflected beam | (N-m)
| N5PMxl |  | Applied point moments at Node 5 expressed in l | l: a floating coordinate system local to the deflected beam | (N-m)
| N5PMyl |  | Applied point moments at Node 5 expressed in l | l: a floating coordinate system local to the deflected beam | (N-m)
| N5PMzl |  | Applied point moments at Node 5 expressed in l | l: a floating coordinate system local to the deflected beam | (N-m)
| N6PMxl |  | Applied point moments at Node 6 expressed in l | l: a floating coordinate system local to the deflected beam | (N-m)
| N6PMyl |  | Applied point moments at Node 6 expressed in l | l: a floating coordinate system local to the deflected beam | (N-m)
| N6PMzl |  | Applied point moments at Node 6 expressed in l | l: a floating coordinate system local to the deflected beam | (N-m)
| N7PMxl |  | Applied point moments at Node 7 expressed in l | l: a floating coordinate system local to the deflected beam | (N-m)
| N7PMyl |  | Applied point moments at Node 7 expressed in l | l: a floating coordinate system local to the deflected beam | (N-m)
| N7PMzl |  | Applied point moments at Node 7 expressed in l | l: a floating coordinate system local to the deflected beam | (N-m)
| N8PMxl |  | Applied point moments at Node 8 expressed in l | l: a floating coordinate system local to the deflected beam | (N-m)
| N8PMyl |  | Applied point moments at Node 8 expressed in l | l: a floating coordinate system local to the deflected beam | (N-m)
| N8PMzl |  | Applied point moments at Node 8 expressed in l | l: a floating coordinate system local to the deflected beam | (N-m)
| N9PMxl |  | Applied point moments at Node 9 expressed in l | l: a floating coordinate system local to the deflected beam | (N-m)
| N9PMyl |  | Applied point moments at Node 9 expressed in l | l: a floating coordinate system local to the deflected beam | (N-m)
| N9PMzl |  | Applied point moments at Node 9 expressed in l | l: a floating coordinate system local to the deflected beam | (N-m)
| N1DFxl |  | Applied distributed forces at Node 1 expressed in l | l: a floating coordinate system local to the deflected beam | (N/m)
| N1DFyl |  | Applied distributed forces at Node 1 expressed in l | l: a floating coordinate system local to the deflected beam | (N/m)
| N1DFzl |  | Applied distributed forces at Node 1 expressed in l | l: a floating coordinate system local to the deflected beam | (N/m)
| N2DFxl |  | Applied distributed forces at Node 2 expressed in l | l: a floating coordinate system local to the deflected beam | (N/m)
| N2DFyl |  | Applied distributed forces at Node 2 expressed in l | l: a floating coordinate system local to the deflected beam | (N/m)
| N2DFzl |  | Applied distributed forces at Node 2 expressed in l | l: a floating coordinate system local to the deflected beam | (N/m)
| N3DFxl |  | Applied distributed forces at Node 3 expressed in l | l: a floating coordinate system local to the deflected beam | (N/m)
| N3DFyl |  | Applied distributed forces at Node 3 expressed in l | l: a floating coordinate system local to the deflected beam | (N/m)
| N3DFzl |  | Applied distributed forces at Node 3 expressed in l | l: a floating coordinate system local to the deflected beam | (N/m)
| N4DFxl |  | Applied distributed forces at Node 4 expressed in l | l: a floating coordinate system local to the deflected beam | (N/m)
| N4DFyl |  | Applied distributed forces at Node 4 expressed in l | l: a floating coordinate system local to the deflected beam | (N/m)
| N4DFzl |  | Applied distributed forces at Node 4 expressed in l | l: a floating coordinate system local to the deflected beam | (N/m)
| N5DFxl |  | Applied distributed forces at Node 5 expressed in l | l: a floating coordinate system local to the deflected beam | (N/m)
| N5DFyl |  | Applied distributed forces at Node 5 expressed in l | l: a floating coordinate system local to the deflected beam | (N/m)
| N5DFzl |  | Applied distributed forces at Node 5 expressed in l | l: a floating coordinate system local to the deflected beam | (N/m)
| N6DFxl |  | Applied distributed forces at Node 6 expressed in l | l: a floating coordinate system local to the deflected beam | (N/m)
| N6DFyl |  | Applied distributed forces at Node 6 expressed in l | l: a floating coordinate system local to the deflected beam | (N/m)
| N6DFzl |  | Applied distributed forces at Node 6 expressed in l | l: a floating coordinate system local to the deflected beam | (N/m)
| N7DFxl |  | Applied distributed forces at Node 7 expressed in l | l: a floating coordinate system local to the deflected beam | (N/m)
| N7DFyl |  | Applied distributed forces at Node 7 expressed in l | l: a floating coordinate system local to the deflected beam | (N/m)
| N7DFzl |  | Applied distributed forces at Node 7 expressed in l | l: a floating coordinate system local to the deflected beam | (N/m)
| N8DFxl |  | Applied distributed forces at Node 8 expressed in l | l: a floating coordinate system local to the deflected beam | (N/m)
| N8DFyl |  | Applied distributed forces at Node 8 expressed in l | l: a floating coordinate system local to the deflected beam | (N/m)
| N8DFzl |  | Applied distributed forces at Node 8 expressed in l | l: a floating coordinate system local to the deflected beam | (N/m)
| N9DFxl |  | Applied distributed forces at Node 9 expressed in l | l: a floating coordinate system local to the deflected beam | (N/m)
| N9DFyl |  | Applied distributed forces at Node 9 expressed in l | l: a floating coordinate system local to the deflected beam | (N/m)
| N9DFzl |  | Applied distributed forces at Node 9 expressed in l | l: a floating coordinate system local to the deflected beam | (N/m)
| N1DMxl |  | Applied distributed moments at Node 1 expressed in l | l: a floating coordinate system local to the deflected beam | (N-m/m)
| N1DMyl |  | Applied distributed moments at Node 1 expressed in l | l: a floating coordinate system local to the deflected beam | (N-m/m)
| N1DMzl |  | Applied distributed moments at Node 1 expressed in l | l: a floating coordinate system local to the deflected beam | (N-m/m)
| N2DMxl |  | Applied distributed moments at Node 2 expressed in l | l: a floating coordinate system local to the deflected beam | (N-m/m)
| N2DMyl |  | Applied distributed moments at Node 2 expressed in l | l: a floating coordinate system local to the deflected beam | (N-m/m)
| N2DMzl |  | Applied distributed moments at Node 2 expressed in l | l: a floating coordinate system local to the deflected beam | (N-m/m)
| N3DMxl |  | Applied distributed moments at Node 3 expressed in l | l: a floating coordinate system local to the deflected beam | (N-m/m)
| N3DMyl |  | Applied distributed moments at Node 3 expressed in l | l: a floating coordinate system local to the deflected beam | (N-m/m)
| N3DMzl |  | Applied distributed moments at Node 3 expressed in l | l: a floating coordinate system local to the deflected beam | (N-m/m)
| N4DMxl |  | Applied distributed moments at Node 4 expressed in l | l: a floating coordinate system local to the deflected beam | (N-m/m)
| N4DMyl |  | Applied distributed moments at Node 4 expressed in l | l: a floating coordinate system local to the deflected beam | (N-m/m)
| N4DMzl |  | Applied distributed moments at Node 4 expressed in l | l: a floating coordinate system local to the deflected beam | (N-m/m)
| N5DMxl |  | Applied distributed moments at Node 5 expressed in l | l: a floating coordinate system local to the deflected beam | (N-m/m)
| N5DMyl |  | Applied distributed moments at Node 5 expressed in l | l: a floating coordinate system local to the deflected beam | (N-m/m)
| N5DMzl |  | Applied distributed moments at Node 5 expressed in l | l: a floating coordinate system local to the deflected beam | (N-m/m)
| N6DMxl |  | Applied distributed moments at Node 6 expressed in l | l: a floating coordinate system local to the deflected beam | (N-m/m)
| N6DMyl |  | Applied distributed moments at Node 6 expressed in l | l: a floating coordinate system local to the deflected beam | (N-m/m)
| N6DMzl |  | Applied distributed moments at Node 6 expressed in l | l: a floating coordinate system local to the deflected beam | (N-m/m)
| N7DMxl |  | Applied distributed moments at Node 7 expressed in l | l: a floating coordinate system local to the deflected beam | (N-m/m)
| N7DMyl |  | Applied distributed moments at Node 7 expressed in l | l: a floating coordinate system local to the deflected beam | (N-m/m)
| N7DMzl |  | Applied distributed moments at Node 7 expressed in l | l: a floating coordinate system local to the deflected beam | (N-m/m)
| N8DMxl |  | Applied distributed moments at Node 8 expressed in l | l: a floating coordinate system local to the deflected beam | (N-m/m)
| N8DMyl |  | Applied distributed moments at Node 8 expressed in l | l: a floating coordinate system local to the deflected beam | (N-m/m)
| N8DMzl |  | Applied distributed moments at Node 8 expressed in l | l: a floating coordinate system local to the deflected beam | (N-m/m)
| N9DMxl |  | Applied distributed moments at Node 9 expressed in l | l: a floating coordinate system local to the deflected beam | (N-m/m)
| N9DMyl |  | Applied distributed moments at Node 9 expressed in l | l: a floating coordinate system local to the deflected beam | (N-m/m)
| N9DMzl |  | Applied distributed moments at Node 9 expressed in l | l: a floating coordinate system local to the deflected beam | (N-m/m)
Pitch Actuator
| PAngInp |  | Pitch angle input |  | (deg)
| PAngAct |  | Actual pitch angle |  | (deg)
| PRatAct |  | Actual pitch rate |  | (deg/s)
| PAccAct |  | Actual pitch acceleration |  | (deg/s^2)

## BeamDyn_Nodes
Category | Name | Other Name(s) | Description | Convention | Units | Invalid Channel Criteria
Sectional Loads
| FxL |  | Sectional force resultants at each node expressed in l | l: a floating coordinate system local to the deflected beam | (N)
| FyL |  | Sectional force resultants at each node expressed in l | l: a floating coordinate system local to the deflected beam | (N)
| FzL |  | Sectional force resultants at each node expressed in l | l: a floating coordinate system local to the deflected beam | (N)
| MxL |  | Sectional moment resultants at each node expressed in l | l: a floating coordinate system local to the deflected beam | (N-m)
| MyL |  | Sectional moment resultants at each node expressed in l | l: a floating coordinate system local to the deflected beam | (N-m)
| MzL |  | Sectional moment resultants at each node expressed in l | l: a floating coordinate system local to the deflected beam | (N-m)
| Fxr |  | Sectional force resultants at each node expressed in r | r: a floating reference coordinate system fixed to the root of the moving beam; when coupled to FAST for blades, this is equivalent to the IEC blade (b) coordinate system | (N)
| Fyr |  | Sectional force resultants at each node expressed in r | r: a floating reference coordinate system fixed to the root of the moving beam; when coupled to FAST for blades, this is equivalent to the IEC blade (b) coordinate system | (N)
| Fzr |  | Sectional force resultants at each node expressed in r | r: a floating reference coordinate system fixed to the root of the moving beam; when coupled to FAST for blades, this is equivalent to the IEC blade (b) coordinate system | (N)
| Mxr |  | Sectional moment resultants at each node expressed in r | r: a floating reference coordinate system fixed to the root of the moving beam; when coupled to FAST for blades, this is equivalent to the IEC blade (b) coordinate system | (N-m)
| Myr |  | Sectional moment resultants at each node expressed in r | r: a floating reference coordinate system fixed to the root of the moving beam; when coupled to FAST for blades, this is equivalent to the IEC blade (b) coordinate system | (N-m)
| Mzr |  | Sectional moment resultants at each node expressed in r | r: a floating reference coordinate system fixed to the root of the moving beam; when coupled to FAST for blades, this is equivalent to the IEC blade (b) coordinate system | (N-m)
Sectional Motions
| TDxr |  | Sectional translational deflection (relative to the undeflected position) at each node expressed in r | r: a floating reference coordinate system fixed to the root of the moving beam; when coupled to FAST for blades, this is equivalent to the IEC blade (b) coordinate system | (m)
| TDyr |  | Sectional translational deflection (relative to the undeflected position) at each node expressed in r | r: a floating reference coordinate system fixed to the root of the moving beam; when coupled to FAST for blades, this is equivalent to the IEC blade (b) coordinate system | (m)
| TDzr |  | Sectional translational deflection (relative to the undeflected position) at each node expressed in r | r: a floating reference coordinate system fixed to the root of the moving beam; when coupled to FAST for blades, this is equivalent to the IEC blade (b) coordinate system | (m)
| RDxr |  | Sectional angular/rotational deflection Wiener-Milenkovic parameter (relative to the undeflected orientation) at each node expressed in r | r: a floating reference coordinate system fixed to the root of the moving beam; when coupled to FAST for blades, this is equivalent to the IEC blade (b) coordinate system | (-)
| RDyr |  | Sectional angular/rotational deflection Wiener-Milenkovic parameter (relative to the undeflected orientation) at each node expressed in r | r: a floating reference coordinate system fixed to the root of the moving beam; when coupled to FAST for blades, this is equivalent to the IEC blade (b) coordinate system | (-)
| RDzr |  | Sectional angular/rotational deflection Wiener-Milenkovic parameter (relative to the undeflected orientation) at each node expressed in r | r: a floating reference coordinate system fixed to the root of the moving beam; when coupled to FAST for blades, this is equivalent to the IEC blade (b) coordinate system | (-)
| AbsXg |  | Node position in X (global coordinate) | g: the global inertial frame coordinate system; when coupled to FAST, this is equivalent to FAST’s global inertial frame (i) coordinate system | (m)
| AbsYg |  | Node position in Y (global coordinate) | g: the global inertial frame coordinate system; when coupled to FAST, this is equivalent to FAST’s global inertial frame (i) coordinate system | (m)
| AbsZg |  | Node position in Z (global coordinate) | g: the global inertial frame coordinate system; when coupled to FAST, this is equivalent to FAST’s global inertial frame (i) coordinate system | (m)
| AbsXr |  | Node position in X (relative to root) | r: a floating reference coordinate system fixed to the root of the moving beam; when coupled to FAST for blades, this is equivalent to the IEC blade (b) coordinate system | (m)
| AbsYr |  | Node position in Y (relative to root) | r: a floating reference coordinate system fixed to the root of the moving beam; when coupled to FAST for blades, this is equivalent to the IEC blade (b) coordinate system | (m)
| AbsZr |  | Node position in Z (relative to root) | r: a floating reference coordinate system fixed to the root of the moving beam; when coupled to FAST for blades, this is equivalent to the IEC blade (b) coordinate system | (m)
| TVxg |  | Sectional translational velocities (absolute) | g: the global inertial frame coordinate system; when coupled to FAST, this is equivalent to FAST’s global inertial frame (i) coordinate system | (m/s)
| TVyg |  | Sectional translational velocities (absolute) | g: the global inertial frame coordinate system; when coupled to FAST, this is equivalent to FAST’s global inertial frame (i) coordinate system | (m/s)
| TVzg |  | Sectional translational velocities (absolute) | g: the global inertial frame coordinate system; when coupled to FAST, this is equivalent to FAST’s global inertial frame (i) coordinate system | (m/s)
| TVxl |  | Sectional translational velocities (absolute) | l: a floating coordinate system local to the deflected beam | (m/s)
| TVyl |  | Sectional translational velocities (absolute) | l: a floating coordinate system local to the deflected beam | (m/s)
| TVzl |  | Sectional translational velocities (absolute) | l: a floating coordinate system local to the deflected beam | (m/s)
| TVxr |  | Sectional translational velocities (absolute) | r: a floating reference coordinate system fixed to the root of the moving beam; when coupled to FAST for blades, this is equivalent to the IEC blade (b) coordinate system | (m/s)
| TVyr |  | Sectional translational velocities (absolute) | r: a floating reference coordinate system fixed to the root of the moving beam; when coupled to FAST for blades, this is equivalent to the IEC blade (b) coordinate system | (m/s)
| TVzr |  | Sectional translational velocities (absolute) | r: a floating reference coordinate system fixed to the root of the moving beam; when coupled to FAST for blades, this is equivalent to the IEC blade (b) coordinate system | (m/s)
| RVxg |  | Sectional angular/rotational velocities (absolute) | g: the global inertial frame coordinate system; when coupled to FAST, this is equivalent to FAST’s global inertial frame (i) coordinate system | (deg/s)
| RVyg |  | Sectional angular/rotational velocities (absolute) | g: the global inertial frame coordinate system; when coupled to FAST, this is equivalent to FAST’s global inertial frame (i) coordinate system | (deg/s)
| RVzg |  | Sectional angular/rotational velocities (absolute) | g: the global inertial frame coordinate system; when coupled to FAST, this is equivalent to FAST’s global inertial frame (i) coordinate system | (deg/s)
| RVxl |  | Sectional angular/rotational velocities (absolute) | l: a floating coordinate system local to the deflected beam | (deg/s)
| RVyl |  | Sectional angular/rotational velocities (absolute) | l: a floating coordinate system local to the deflected beam | (deg/s)
| RVzl |  | Sectional angular/rotational velocities (absolute) | l: a floating coordinate system local to the deflected beam | (deg/s)
| RVxr |  | Sectional angular/rotational velocities (absolute) | r: a floating reference coordinate system fixed to the root of the moving beam; when coupled to FAST for blades, this is equivalent to the IEC blade (b) coordinate system | (deg/s)
| RVyr |  | Sectional angular/rotational velocities (absolute) | r: a floating reference coordinate system fixed to the root of the moving beam; when coupled to FAST for blades, this is equivalent to the IEC blade (b) coordinate system | (deg/s)
| RVzr |  | Sectional angular/rotational velocities (absolute) | r: a floating reference coordinate system fixed to the root of the moving beam; when coupled to FAST for blades, this is equivalent to the IEC blade (b) coordinate system | (deg/s)
| TAxl |  | Sectional angular/rotational velocities (absolute) | l: a floating coordinate system local to the deflected beam | (m/s^2)
| TAyl |  | Sectional angular/rotational velocities (absolute) | l: a floating coordinate system local to the deflected beam | (m/s^2)
| TAzl |  | Sectional angular/rotational velocities (absolute) | l: a floating coordinate system local to the deflected beam | (m/s^2)
| TAxr |  | Sectional angular/rotational velocities (absolute) | r: a floating reference coordinate system fixed to the root of the moving beam; when coupled to FAST for blades, this is equivalent to the IEC blade (b) coordinate system | (m/s^2)
| TAyr |  | Sectional angular/rotational velocities (absolute) | r: a floating reference coordinate system fixed to the root of the moving beam; when coupled to FAST for blades, this is equivalent to the IEC blade (b) coordinate system | (m/s^2)
| TAzr |  | Sectional angular/rotational velocities (absolute) | r: a floating reference coordinate system fixed to the root of the moving beam; when coupled to FAST for blades, this is equivalent to the IEC blade (b) coordinate system | (m/s^2)
| RAxl |  | Sectional angular/rotational velocities (absolute) | l: a floating coordinate system local to the deflected beam | (deg/s^2)
| RAyl |  | Sectional angular/rotational velocities (absolute) | l: a floating coordinate system local to the deflected beam | (deg/s^2)
| RAzl |  | Sectional angular/rotational velocities (absolute) | l: a floating coordinate system local to the deflected beam | (deg/s^2)
| RAxr |  | Sectional angular/rotational velocities (absolute) | r: a floating reference coordinate system fixed to the root of the moving beam; when coupled to FAST for blades, this is equivalent to the IEC blade (b) coordinate system | (deg/s^2)
| RAyr |  | Sectional angular/rotational velocities (absolute) | r: a floating reference coordinate system fixed to the root of the moving beam; when coupled to FAST for blades, this is equivalent to the IEC blade (b) coordinate system | (deg/s^2)
| RAzr |  | Sectional angular/rotational velocities (absolute) | r: a floating reference coordinate system fixed to the root of the moving beam; when coupled to FAST for blades, this is equivalent to the IEC blade (b) coordinate system | (deg/s^2)
Applied Loads
| PFxL |  | Applied point forces at each node expressed in l | l: a floating coordinate system local to the deflected beam | (N) | (Not available with trapezoidal quadrature)
| PFyL |  | Applied point forces at each node expressed in l | l: a floating coordinate system local to the deflected beam | (N) | (Not available with trapezoidal quadrature)
| PFzL |  | Applied point forces at each node expressed in l | l: a floating coordinate system local to the deflected beam | (N) | (Not available with trapezoidal quadrature)
| PMxL |  | Applied point moments at each node expressed in l | l: a floating coordinate system local to the deflected beam | (N-m) | (Not available with trapezoidal quadrature)
| PMyL |  | Applied point moments at each node expressed in l | l: a floating coordinate system local to the deflected beam | (N-m) | (Not available with trapezoidal quadrature)
| PMzL |  | Applied point moments at each node expressed in l | l: a floating coordinate system local to the deflected beam | (N-m) | (Not available with trapezoidal quadrature)
| DFxL |  | Applied distributed forces at each node expressed in l | l: a floating coordinate system local to the deflected beam | (N/m)
| DFyL |  | Applied distributed forces at each node expressed in l | l: a floating coordinate system local to the deflected beam | (N/m)
| DFzL |  | Applied distributed forces at each node expressed in l | l: a floating coordinate system local to the deflected beam | (N/m)
| DMxL |  | Applied distributed moments at each node expressed in l | l: a floating coordinate system local to the deflected beam | (N-m/m)
| DMyL |  | Applied distributed moments at each node expressed in l | l: a floating coordinate system local to the deflected beam | (N-m/m)
| DMzL |  | Applied distributed moments at each node expressed in l | l: a floating coordinate system local to the deflected beam | (N-m/m)
| DFxR |  | Applied distributed forces at each node expressed in r | r: a floating reference coordinate system fixed to the root of the moving beam; when coupled to FAST for blades, this is equivalent to the IEC blade (b) coordinate system | (N/m)
| DFyR |  | Applied distributed forces at each node expressed in r | r: a floating reference coordinate system fixed to the root of the moving beam; when coupled to FAST for blades, this is equivalent to the IEC blade (b) coordinate system | (N/m)
| DFzR |  | Applied distributed forces at each node expressed in r | r: a floating reference coordinate system fixed to the root of the moving beam; when coupled to FAST for blades, this is equivalent to the IEC blade (b) coordinate system | (N/m)
| DMxR |  | Applied distributed forces at each node expressed in r | r: a floating reference coordinate system fixed to the root of the moving beam; when coupled to FAST for blades, this is equivalent to the IEC blade (b) coordinate system | (N-m/m)
| DMyR |  | Applied distributed forces at each node expressed in r | r: a floating reference coordinate system fixed to the root of the moving beam; when coupled to FAST for blades, this is equivalent to the IEC blade (b) coordinate system | (N-m/m)
| DMzR |  | Applied distributed forces at each node expressed in r | r: a floating reference coordinate system fixed to the root of the moving beam; when coupled to FAST for blades, this is equivalent to the IEC blade (b) coordinate system | (N-m/m)
Sectional Partial Loads (debugging)
| FFbxl |  | Gyroscopic force x | l: a floating coordinate system local to the deflected beam | (N)
| FFbyl |  | Gyroscopic force y | l: a floating coordinate system local to the deflected beam | (N)
| FFbzl |  | Gyroscopic force z | l: a floating coordinate system local to the deflected beam | (N)
| FFbxr |  | Gyroscopic force x | r: a floating reference coordinate system fixed to the root of the moving beam; when coupled to FAST for blades, this is equivalent to the IEC blade (b) coordinate system | (N)
| FFbyr |  | Gyroscopic force y | r: a floating reference coordinate system fixed to the root of the moving beam; when coupled to FAST for blades, this is equivalent to the IEC blade (b) coordinate system | (N)
| FFbzr |  | Gyroscopic force z | r: a floating reference coordinate system fixed to the root of the moving beam; when coupled to FAST for blades, this is equivalent to the IEC blade (b) coordinate system | (N)
| MFbxl |  | Gyroscopic moment about x | l: a floating coordinate system local to the deflected beam | (N-m)
| MFbyl |  | Gyroscopic moment about y | l: a floating coordinate system local to the deflected beam | (N-m)
| MFbzl |  | Gyroscopic moment about z | l: a floating coordinate system local to the deflected beam | (N-m)
| MFbxr |  | Gyroscopic moment about x | r: a floating reference coordinate system fixed to the root of the moving beam; when coupled to FAST for blades, this is equivalent to the IEC blade (b) coordinate system | (N-m)
| MFbyr |  | Gyroscopic moment about y | r: a floating reference coordinate system fixed to the root of the moving beam; when coupled to FAST for blades, this is equivalent to the IEC blade (b) coordinate system | (N-m)
| MFbzr |  | Gyroscopic moment about z | r: a floating reference coordinate system fixed to the root of the moving beam; when coupled to FAST for blades, this is equivalent to the IEC blade (b) coordinate system | (N-m)
| FFcxl |  | Elastic restoring force Fc x | l: a floating coordinate system local to the deflected beam | (N)
| FFcyl |  | Elastic restoring force Fc y | l: a floating coordinate system local to the deflected beam | (N)
| FFczl |  | Elastic restoring force Fc z | l: a floating coordinate system local to the deflected beam | (N)
| FFcxr |  | Elastic restoring force Fc x | r: a floating reference coordinate system fixed to the root of the moving beam; when coupled to FAST for blades, this is equivalent to the IEC blade (b) coordinate system | (N)
| FFcyr |  | Elastic restoring force Fc y | r: a floating reference coordinate system fixed to the root of the moving beam; when coupled to FAST for blades, this is equivalent to the IEC blade (b) coordinate system | (N)
| FFczr |  | Elastic restoring force Fc z | r: a floating reference coordinate system fixed to the root of the moving beam; when coupled to FAST for blades, this is equivalent to the IEC blade (b) coordinate system | (N)
| MFcxl |  | Elastic restoring moment Fc about x | l: a floating coordinate system local to the deflected beam | (N-m)
| MFcyl |  | Elastic restoring moment Fc about y | l: a floating coordinate system local to the deflected beam | (N-m)
| MFczl |  | Elastic restoring moment Fc about z | l: a floating coordinate system local to the deflected beam | (N-m)
| MFcxr |  | Elastic restoring moment Fc about x | r: a floating reference coordinate system fixed to the root of the moving beam; when coupled to FAST for blades, this is equivalent to the IEC blade (b) coordinate system | (N-m)
| MFcyr |  | Elastic restoring moment Fc about y | r: a floating reference coordinate system fixed to the root of the moving beam; when coupled to FAST for blades, this is equivalent to the IEC blade (b) coordinate system | (N-m)
| MFczr |  | Elastic restoring moment Fc about z | r: a floating reference coordinate system fixed to the root of the moving beam; when coupled to FAST for blades, this is equivalent to the IEC blade (b) coordinate system | (N-m)
| FFdxl |  | Elastic restoring force Fd x | l: a floating coordinate system local to the deflected beam | (N)
| FFdyl |  | Elastic restoring force Fd y | l: a floating coordinate system local to the deflected beam | (N)
| FFdzl |  | Elastic restoring force Fd z | l: a floating coordinate system local to the deflected beam | (N)
| FFdxr |  | Elastic restoring force Fd x | r: a floating reference coordinate system fixed to the root of the moving beam; when coupled to FAST for blades, this is equivalent to the IEC blade (b) coordinate system | (N)
| FFdyr |  | Elastic restoring force Fd y | r: a floating reference coordinate system fixed to the root of the moving beam; when coupled to FAST for blades, this is equivalent to the IEC blade (b) coordinate system | (N)
| FFdzr |  | Elastic restoring force Fd z | r: a floating reference coordinate system fixed to the root of the moving beam; when coupled to FAST for blades, this is equivalent to the IEC blade (b) coordinate system | (N)
| MFdxl |  | Elastic restoring moment Fd about x | l: a floating coordinate system local to the deflected beam | (N-m)
| MFdyl |  | Elastic restoring moment Fd about y | l: a floating coordinate system local to the deflected beam | (N-m)
| MFdzl |  | Elastic restoring moment Fd about z | l: a floating coordinate system local to the deflected beam | (N-m)
| MFdxr |  | Elastic restoring moment Fd about x | r: a floating reference coordinate system fixed to the root of the moving beam; when coupled to FAST for blades, this is equivalent to the IEC blade (b) coordinate system | (N-m)
| MFdyr |  | Elastic restoring moment Fd about y | r: a floating reference coordinate system fixed to the root of the moving beam; when coupled to FAST for blades, this is equivalent to the IEC blade (b) coordinate system | (N-m)
| MFdzr |  | Elastic restoring moment Fd about z | r: a floating reference coordinate system fixed to the root of the moving beam; when coupled to FAST for blades, this is equivalent to the IEC blade (b) coordinate system | (N-m)
| FFgxl |  | Gravity force x | l: a floating coordinate system local to the deflected beam | (N)
| FFgyl |  | Gravity force y | l: a floating coordinate system local to the deflected beam | (N)
| FFgzl |  | Gravity force z | l: a floating coordinate system local to the deflected beam | (N)
| FFgxr |  | Gravity force x | r: a floating reference coordinate system fixed to the root of the moving beam; when coupled to FAST for blades, this is equivalent to the IEC blade (b) coordinate system | (N)
| FFgyr |  | Gravity force y | r: a floating reference coordinate system fixed to the root of the moving beam; when coupled to FAST for blades, this is equivalent to the IEC blade (b) coordinate system | (N)
| FFgzr |  | Gravity force z | r: a floating reference coordinate system fixed to the root of the moving beam; when coupled to FAST for blades, this is equivalent to the IEC blade (b) coordinate system | (N)
| MFgxl |  | Gravity moment about x | l: a floating coordinate system local to the deflected beam | (N-m)
| MFgyl |  | Gravity moment about y | l: a floating coordinate system local to the deflected beam | (N-m)
| MFgzl |  | Gravity moment about z | l: a floating coordinate system local to the deflected beam | (N-m)
| MFgxr |  | Gravity moment about x | r: a floating reference coordinate system fixed to the root of the moving beam; when coupled to FAST for blades, this is equivalent to the IEC blade (b) coordinate system | (N-m)
| MFgyr |  | Gravity moment about y | r: a floating reference coordinate system fixed to the root of the moving beam; when coupled to FAST for blades, this is equivalent to the IEC blade (b) coordinate system | (N-m)
| MFgzr |  | Gravity moment about z | r: a floating reference coordinate system fixed to the root of the moving beam; when coupled to FAST for blades, this is equivalent to the IEC blade (b) coordinate system | (N-m)
| FFixl |  | Inertial force x | l: a floating coordinate system local to the deflected beam | (N)
| FFiyl |  | Inertial force y | l: a floating coordinate system local to the deflected beam | (N)
| FFizl |  | Inertial force z | l: a floating coordinate system local to the deflected beam | (N)
| FFixr |  | Inertial force x | r: a floating reference coordinate system fixed to the root of the moving beam; when coupled to FAST for blades, this is equivalent to the IEC blade (b) coordinate system | (N)
| FFiyr |  | Inertial force y | r: a floating reference coordinate system fixed to the root of the moving beam; when coupled to FAST for blades, this is equivalent to the IEC blade (b) coordinate system | (N)
| FFizr |  | Inertial force z | r: a floating reference coordinate system fixed to the root of the moving beam; when coupled to FAST for blades, this is equivalent to the IEC blade (b) coordinate system | (N)
| MFixl |  | Inertial moment about x | l: a floating coordinate system local to the deflected beam | (N-m)
| MFiyl |  | Inertial moment about y | l: a floating coordinate system local to the deflected beam | (N-m)
| MFizl |  | Inertial moment about z | l: a floating coordinate system local to the deflected beam | (N-m)
| MFixr |  | Inertial moment about x | r: a floating reference coordinate system fixed to the root of the moving beam; when coupled to FAST for blades, this is equivalent to the IEC blade (b) coordinate system | (N-m)
| MFiyr |  | Inertial moment about y | r: a floating reference coordinate system fixed to the root of the moving beam; when coupled to FAST for blades, this is equivalent to the IEC blade (b) coordinate system | (N-m)
| MFizr |  | Inertial moment about z | r: a floating reference coordinate system fixed to the root of the moving beam; when coupled to FAST for blades, this is equivalent to the IEC blade (b) coordinate system | (N-m)

## ElastoDyn
Category | Name | Other Name(s) | Description | Convention | Units | Invalid Channel Criteria
Blade 1 Tip Motions
| TipDxc1 | OoPDefl1 | Blade 1 out-of-plane tip deflection (relative to the undeflected position) | Directed along the xc1-axis | (m)
| TipDyc1 | IPDefl1 | Blade 1 in-plane tip deflection (relative to the undeflected position) | Directed along the yc1-axis | (m)
| TipDzc1 | TipDzb1 | Blade 1 axial tip deflection (relative to the undeflected position) | Directed along the zc1- and zb1-axes | (m)
| TipDxb1 |  | Blade 1 flapwise tip deflection (relative to the undeflected position) | Directed along the xb1-axis | (m)
| TipDyb1 |  | Blade 1 edgewise tip deflection (relative to the undeflected position) | Directed along the yb1-axis | (m)
| TipALxb1 |  | Blade 1 local flapwise tip acceleration (absolute) | Directed along the local xb1-axis | (m/s^2)
| TipALyb1 |  | Blade 1 local edgewise tip acceleration (absolute) | Directed along the local yb1-axis | (m/s^2)
| TipALzb1 |  | Blade 1 local axial tip acceleration (absolute) | Directed along the local zb1-axis | (m/s^2)
| TipRDxb1 | RollDefl1 | Blade 1 roll (angular/rotational) tip deflection (relative to the undeflected position). In ADAMS, it is output as an Euler angle computed as the 3rd rotation in the yaw-pitch-roll rotation sequence. It is not output as an Euler angle in FAST, which assumes small blade deflections, so that the rotation sequence does not matter. | About the xb1-axis | (deg)
| TipRDyb1 | PtchDefl1 | Blade 1 pitch (angular/rotational) tip deflection (relative to the undeflected position). In ADAMS, it is output as an Euler angle computed as the 2nd rotation in the yaw-pitch-roll rotation sequence. It is not output as an Euler angle in FAST, which assumes small blade deflections, so that the rotation sequence does not matter. | About the yb1-axis | (deg)
| TipRDzc1 | TipRDzb1, TwstDefl1 | Blade 1 torsional tip deflection (relative to the undeflected position). This output will always be zero for FAST simulation results. Use it for examining blade torsional deflections of ADAMS simulations run using ADAMS datasets created using the FAST-to-ADAMS preprocessor. In ADAMS, it is output as an Euler angle computed as the 1st rotation in the yaw-pitch-roll rotation sequence. Please note that this output uses the opposite of the sign convention used for blade pitch angles. | About the zc1- and zb1-axes | (deg)
| TipClrnc1 | TwrClrnc1, Tip2Twr1 | Blade 1 tip-to-tower clearance estimate. This is computed as the perpendicular distance from the yaw axis to the tip of blade 1 when the blade tip is below the yaw bearing. When the tip of blade 1 is above the yaw bearing, it is computed as the absolute distance from the yaw bearing to the blade tip. Please note that you should reduce this value by the tower radius to obtain the actual tower clearance. | N/A | (m)
Blade 2 Tip Motions
| TipDxc2 | OoPDefl2 | Blade 2 out-of-plane tip deflection (relative to the pitch axis) | Directed along the xc2-axis | (m)
| TipDyc2 | IPDefl2 | Blade 2 in-plane tip deflection (relative to the pitch axis) | Directed along the yc2-axis | (m)
| TipDzc2 | TipDzb2 | Blade 2 axial tip deflection (relative to the pitch axis) | Directed along the zc2- and zb2-axes | (m)
| TipDxb2 |  | Blade 2 flapwise tip deflection (relative to the pitch axis) | Directed along the xb2-axis | (m)
| TipDyb2 |  | Blade 2 edgewise tip deflection (relative to the pitch axis) | Directed along the yb2-axis | (m)
| TipALxb2 |  | Blade 2 local flapwise tip acceleration (absolute) | Directed along the local xb2-axis | (m/s^2)
| TipALyb2 |  | Blade 2 local edgewise tip acceleration (absolute) | Directed along the local yb2-axis | (m/s^2)
| TipALzb2 |  | Blade 2 local axial tip acceleration (absolute) | Directed along the local zb2-axis | (m/s^2)
| TipRDxb2 | RollDefl2 | Blade 2 roll (angular/rotational) tip deflection (relative to the undeflected position). In ADAMS, it is output as an Euler angle computed as the 3rd rotation in the yaw-pitch-roll rotation sequence. It is not output as an Euler angle in FAST, which assumes small blade deflections, so that the rotation sequence does not matter. | About the xb2-axis | (deg)
| TipRDyb2 | PtchDefl2 | Blade 2 pitch (angular/rotational) tip deflection (relative to the undeflected position). In ADAMS, it is output as an Euler angle computed as the 2nd rotation in the yaw-pitch-roll rotation sequence. It is not output as an Euler angle in FAST, which assumes small blade deflections, so that the rotation sequence does not matter. | About the yb2-axis | (deg)
| TipRDzc2 | TipRDzb2, TwstDefl2 | Blade 2 torsional (angular/rotational) tip deflection (relative to the undeflected position). This output will always be zero for FAST simulation results. Use it for examining blade torsional deflections of ADAMS simulations run using ADAMS datasets created using the FAST-to-ADAMS preprocessor. In ADAMS, it is output as an Euler angle computed as the 1st rotation in the yaw-pitch-roll rotation sequence. Please note that this output uses the opposite of the sign convention used for blade pitch angles. | About the zc2- and zb2-axes | (deg)
| TipClrnc2 | TwrClrnc2, Tip2Twr2 | Blade 2 tip-to-tower clearance estimate. This is computed as the perpendicular distance from the yaw axis to the tip of blade 1 when the blade tip is below the yaw bearing. When the tip of blade 1 is above the yaw bearing, it is computed as the absolute distance from the yaw bearing to the blade tip. Please note that you should reduce this value by the tower radius to obtain the actual tower clearance. | N/A | (m)
Blade 3 Tip Motions
| TipDxc3 | OoPDefl3 | Blade 3 out-of-plane tip deflection (relative to the pitch axis) | Directed along the xc3-axis | (m) | NumBl < 3
| TipDyc3 | IPDefl3 | Blade 3 in-plane tip deflection (relative to the pitch axis) | Directed along the yc3-axis | (m) | NumBl < 3
| TipDzc3 | TipDzb3 | Blade 3 axial tip deflection (relative to the pitch axis) | Directed along the zc3- and zb3-axes | (m) | NumBl < 3
| TipDxb3 |  | Blade 3 flapwise tip deflection (relative to the pitch axis) | Directed along the xb3-axis | (m) | NumBl < 3
| TipDyb3 |  | Blade 3 edgewise tip deflection (relative to the pitch axis) | Directed along the yb3-axis | (m) | NumBl < 3
| TipALxb3 |  | Blade 3 local flapwise tip acceleration (absolute) | Directed along the local xb3-axis | (m/s^2) | NumBl < 3
| TipALyb3 |  | Blade 3 local edgewise tip acceleration (absolute) | Directed along the local yb3-axis | (m/s^2) | NumBl < 3
| TipALzb3 |  | Blade 3 local axial tip acceleration (absolute) | Directed along the local zb3-axis | (m/s^2) | NumBl < 3
| TipRDxb3 | RollDefl3 | Blade 3 roll (angular/rotational) tip deflection (relative to the undeflected position). In ADAMS, it is output as an Euler angle computed as the 3rd rotation in the yaw-pitch-roll rotation sequence. It is not output as an Euler angle in FAST, which assumes small blade deflections, so that the rotation sequence does not matter. | About the xb3-axis | (deg) | NumBl < 3
| TipRDyb3 | PtchDefl3 | Blade 3 pitch (angular/rotational) tip deflection (relative to the undeflected position). In ADAMS, it is output as an Euler angle computed as the 2nd rotation in the yaw-pitch-roll rotation sequence. It is not output as an Euler angle in FAST, which assumes small blade deflections, so that the rotation sequence does not matter. | About the yb3-axis | (deg) | NumBl < 3
| TipRDzc3 | TipRDzb3, TwstDefl3 | Blade 3 torsional tip deflection (relative to the undeflected position). This output will always be zero for FAST simulation results. Use it for examining blade torsional deflections of ADAMS simulations run using ADAMS datasets created using the FAST-to-ADAMS preprocessor. In ADAMS, it is output as an Euler angle computed as the 1st rotation in the yaw-pitch-roll rotation sequence. Please note that this output uses the opposite of the sign convention used for blade pitch angles. | About the zc3- and zb3-axes | (deg) | NumBl < 3
| TipClrnc3 | TwrClrnc3, Tip2Twr3 | Blade 3 tip-to-tower clearance estimate. This is computed as the perpendicular distance from the yaw axis to the tip of blade 1 when the blade tip is below the yaw bearing. When the tip of blade 1 is above the yaw bearing, it is computed as the absolute distance from the yaw bearing to the blade tip. Please note that you should reduce this value by the tower radius to obtain the actual tower clearance. | N/A | (m) | NumBl < 3
Blade 1 Local Span Motions
| Spn1ALxb1 |  | Blade 1 local flapwise acceleration (absolute) of span station 1 | Directed along the local xb1-axis | (m/s^2) | NBlGages < 1
| Spn1ALyb1 |  | Blade 1 local edgewise acceleration (absolute) of span station 1 | Directed along the local yb1-axis | (m/s^2) | NBlGages < 1
| Spn1ALzb1 |  | Blade 1 local axial acceleration (absolute) of span station 1 | Directed along the local zb1-axis | (m/s^2) | NBlGages < 1
| Spn2ALxb1 |  | Blade 1 local flapwise acceleration (absolute) of span station 2 | Directed along the local xb1-axis | (m/s^2) | NBlGages < 2
| Spn2ALyb1 |  | Blade 1 local edgewise acceleration (absolute) of span station 2 | Directed along the local yb1-axis | (m/s^2) | NBlGages < 2
| Spn2ALzb1 |  | Blade 1 local axial acceleration (absolute) of span station 2 | Directed along the local zb1-axis | (m/s^2) | NBlGages < 2
| Spn3ALxb1 |  | Blade 1 local flapwise acceleration (absolute) of span station 3 | Directed along the local xb1-axis | (m/s^2) | NBlGages < 3
| Spn3ALyb1 |  | Blade 1 local edgewise acceleration (absolute) of span station 3 | Directed along the local yb1-axis | (m/s^2) | NBlGages < 3
| Spn3ALzb1 |  | Blade 1 local axial acceleration (absolute) of span station 3 | Directed along the local zb1-axis | (m/s^2) | NBlGages < 3
| Spn4ALxb1 |  | Blade 1 local flapwise acceleration (absolute) of span station 4 | Directed along the local xb1-axis | (m/s^2) | NBlGages < 4
| Spn4ALyb1 |  | Blade 1 local edgewise acceleration (absolute) of span station 4 | Directed along the local yb1-axis | (m/s^2) | NBlGages < 4
| Spn4ALzb1 |  | Blade 1 local axial acceleration (absolute) of span station 4 | Directed along the local zb1-axis | (m/s^2) | NBlGages < 4
| Spn5ALxb1 |  | Blade 1 local flapwise acceleration (absolute) of span station 5 | Directed along the local xb1-axis | (m/s^2) | NBlGages < 5
| Spn5ALyb1 |  | Blade 1 local edgewise acceleration (absolute) of span station 5 | Directed along the local yb1-axis | (m/s^2) | NBlGages < 5
| Spn5ALzb1 |  | Blade 1 local axial acceleration (absolute) of span station 5 | Directed along the local zb1-axis | (m/s^2) | NBlGages < 5
| Spn6ALxb1 |  | Blade 1 local flapwise acceleration (absolute) of span station 6 | Directed along the local xb1-axis | (m/s^2) | NBlGages < 6
| Spn6ALyb1 |  | Blade 1 local edgewise acceleration (absolute) of span station 6 | Directed along the local yb1-axis | (m/s^2) | NBlGages < 6
| Spn6ALzb1 |  | Blade 1 local axial acceleration (absolute) of span station 6 | Directed along the local zb1-axis | (m/s^2) | NBlGages < 6
| Spn7ALxb1 |  | Blade 1 local flapwise acceleration (absolute) of span station 7 | Directed along the local xb1-axis | (m/s^2) | NBlGages < 7
| Spn7ALyb1 |  | Blade 1 local edgewise acceleration (absolute) of span station 7 | Directed along the local yb1-axis | (m/s^2) | NBlGages < 7
| Spn7ALzb1 |  | Blade 1 local axial acceleration (absolute) of span station 7 | Directed along the local zb1-axis | (m/s^2) | NBlGages < 7
| Spn8ALxb1 |  | Blade 1 local flapwise acceleration (absolute) of span station 8 | Directed along the local xb1-axis | (m/s^2) | NBlGages < 8
| Spn8ALyb1 |  | Blade 1 local edgewise acceleration (absolute) of span station 8 | Directed along the local yb1-axis | (m/s^2) | NBlGages < 8
| Spn8ALzb1 |  | Blade 1 local axial acceleration (absolute) of span station 8 | Directed along the local zb1-axis | (m/s^2) | NBlGages < 8
| Spn9ALxb1 |  | Blade 1 local flapwise acceleration (absolute) of span station 9 | Directed along the local xb1-axis | (m/s^2) | NBlGages < 9
| Spn9ALyb1 |  | Blade 1 local edgewise acceleration (absolute) of span station 9 | Directed along the local yb1-axis | (m/s^2) | NBlGages < 9
| Spn9ALzb1 |  | Blade 1 local axial acceleration (absolute) of span station 9 | Directed along the local zb1-axis | (m/s^2) | NBlGages < 9
| Spn1TDxb1 |  | Blade 1 local flapwise (translational) deflection (relative to the undeflected position) of span station 1 | Directed along the xb1-axis | (m) | NBlGages < 1
| Spn1TDyb1 |  | Blade 1 local edgewise (translational) deflection (relative to the undeflected position) of span station 1 | Directed along the yb1-axis | (m) | NBlGages < 1
| Spn1TDzb1 |  | Blade 1 local axial (translational) deflection (relative to the undeflected position) of span station 1 | Directed along the zb1-axis | (m) | NBlGages < 1
| Spn2TDxb1 |  | Blade 1 local flapwise (translational) deflection (relative to the undeflected position) of span station 2 | Directed along the xb1-axis | (m) | NBlGages < 2
| Spn2TDyb1 |  | Blade 1 local edgewise (translational) deflection (relative to the undeflected position) of span station 2 | Directed along the yb1-axis | (m) | NBlGages < 2
| Spn2TDzb1 |  | Blade 1 local axial (translational) deflection (relative to the undeflected position) of span station 2 | Directed along the zb1-axis | (m) | NBlGages < 2
| Spn3TDxb1 |  | Blade 1 local flapwise (translational) deflection (relative to the undeflected position) of span station 3 | Directed along the xb1-axis | (m) | NBlGages < 3
| Spn3TDyb1 |  | Blade 1 local edgewise (translational) deflection (relative to the undeflected position) of span station 3 | Directed along the yb1-axis | (m) | NBlGages < 3
| Spn3TDzb1 |  | Blade 1 local axial (translational) deflection (relative to the undeflected position) of span station 3 | Directed along the zb1-axis | (m) | NBlGages < 3
| Spn4TDxb1 |  | Blade 1 local flapwise (translational) deflection (relative to the undeflected position) of span station 4 | Directed along the xb1-axis | (m) | NBlGages < 4
| Spn4TDyb1 |  | Blade 1 local edgewise (translational) deflection (relative to the undeflected position) of span station 4 | Directed along the yb1-axis | (m) | NBlGages < 4
| Spn4TDzb1 |  | Blade 1 local axial (translational) deflection (relative to the undeflected position) of span station 4 | Directed along the zb1-axis | (m) | NBlGages < 4
| Spn5TDxb1 |  | Blade 1 local flapwise (translational) deflection (relative to the undeflected position) of span station 5 | Directed along the xb1-axis | (m) | NBlGages < 5
| Spn5TDyb1 |  | Blade 1 local edgewise (translational) deflection (relative to the undeflected position) of span station 5 | Directed along the yb1-axis | (m) | NBlGages < 5
| Spn5TDzb1 |  | Blade 1 local axial (translational) deflection (relative to the undeflected position) of span station 5 | Directed along the zb1-axis | (m) | NBlGages < 5
| Spn6TDxb1 |  | Blade 1 local flapwise (translational) deflection (relative to the undeflected position) of span station 6 | Directed along the xb1-axis | (m) | NBlGages < 6
| Spn6TDyb1 |  | Blade 1 local edgewise (translational) deflection (relative to the undeflected position) of span station 6 | Directed along the yb1-axis | (m) | NBlGages < 6
| Spn6TDzb1 |  | Blade 1 local axial (translational) deflection (relative to the undeflected position) of span station 6 | Directed along the zb1-axis | (m) | NBlGages < 6
| Spn7TDxb1 |  | Blade 1 local flapwise (translational) deflection (relative to the undeflected position) of span station 7 | Directed along the xb1-axis | (m) | NBlGages < 7
| Spn7TDyb1 |  | Blade 1 local edgewise (translational) deflection (relative to the undeflected position) of span station 7 | Directed along the yb1-axis | (m) | NBlGages < 7
| Spn7TDzb1 |  | Blade 1 local axial (translational) deflection (relative to the undeflected position) of span station 7 | Directed along the zb1-axis | (m) | NBlGages < 7
| Spn8TDxb1 |  | Blade 1 local flapwise (translational) deflection (relative to the undeflected position) of span station 8 | Directed along the xb1-axis | (m) | NBlGages < 8
| Spn8TDyb1 |  | Blade 1 local edgewise (translational) deflection (relative to the undeflected position) of span station 8 | Directed along the yb1-axis | (m) | NBlGages < 8
| Spn8TDzb1 |  | Blade 1 local axial (translational) deflection (relative to the undeflected position) of span station 8 | Directed along the zb1-axis | (m) | NBlGages < 8
| Spn9TDxb1 |  | Blade 1 local flapwise (translational) deflection (relative to the undeflected position) of span station 9 | Directed along the xb1-axis | (m) | NBlGages < 9
| Spn9TDyb1 |  | Blade 1 local edgewise (translational) deflection (relative to the undeflected position) of span station 9 | Directed along the yb1-axis | (m) | NBlGages < 9
| Spn9TDzb1 |  | Blade 1 local axial (translational) deflection (relative to the undeflected position) of span station 9 | Directed along the zb1-axis | (m) | NBlGages < 9
| Spn1RDxb1 |  | Blade 1 local roll (angular/rotational) deflection (relative to the undeflected position) of span station 1. In ADAMS, it is output as an Euler angle computed as the 3rd rotation in the yaw-pitch-roll rotation sequence. It is not output as an Euler angle in FAST, which assumes small blade deflections, so that the rotation sequence does not matter. | About the local xb1-axis | (deg) | NBlGages < 1
| Spn1RDyb1 |  | Blade 1 local pitch (angular/rotational) deflection (relative to the undeflected position) of span station 1. In ADAMS, it is output as an Euler angle computed as the 2nd rotation in the yaw-pitch-roll rotation sequence. It is not output as an Euler angle in FAST, which assumes small blade deflections, so that the rotation sequence does not matter. | About the local yb1-axis | (deg) | NBlGages < 1
| Spn1RDzb1 |  | Blade 1 local torsional (angular/rotational) deflection (relative to the undeflected position) of span station 1. This output will always be zero for FAST simulation results. Use it for examining blade torsional deflections of ADAMS simulations run using ADAMS datasets created using the FAST-to-ADAMS preprocessor. In ADAMS, it is output as an Euler angle computed as the 1st rotation in the yaw-pitch-roll rotation sequence. Please note that this output uses the opposite of the sign convention used for blade pitch angles. | About the local zb1-axis | (deg) | NBlGages < 1
| Spn2RDxb1 |  | Blade 1 local roll (angular/rotational) deflection (relative to the undeflected position) of span station 2. In ADAMS, it is output as an Euler angle computed as the 3rd rotation in the yaw-pitch-roll rotation sequence. It is not output as an Euler angle in FAST, which assumes small blade deflections, so that the rotation sequence does not matter. | About the local xb1-axis | (deg) | NBlGages < 2
| Spn2RDyb1 |  | Blade 1 local pitch (angular/rotational) deflection (relative to the undeflected position) of span station 2. In ADAMS, it is output as an Euler angle computed as the 2nd rotation in the yaw-pitch-roll rotation sequence. It is not output as an Euler angle in FAST, which assumes small blade deflections, so that the rotation sequence does not matter. | About the local yb1-axis | (deg) | NBlGages < 2
| Spn2RDzb1 |  | Blade 1 local torsional (angular/rotational) deflection (relative to the undeflected position) of span station 2. This output will always be zero for FAST simulation results. Use it for examining blade torsional deflections of ADAMS simulations run using ADAMS datasets created using the FAST-to-ADAMS preprocessor. In ADAMS, it is output as an Euler angle computed as the 1st rotation in the yaw-pitch-roll rotation sequence. Please note that this output uses the opposite of the sign convention used for blade pitch angles. | About the local zb1-axis | (deg) | NBlGages < 2
| Spn3RDxb1 |  | Blade 1 local roll (angular/rotational) deflection (relative to the undeflected position) of span station 3. In ADAMS, it is output as an Euler angle computed as the 3rd rotation in the yaw-pitch-roll rotation sequence. It is not output as an Euler angle in FAST, which assumes small blade deflections, so that the rotation sequence does not matter. | About the local xb1-axis | (deg) | NBlGages < 3
| Spn3RDyb1 |  | Blade 1 local pitch (angular/rotational) deflection (relative to the undeflected position) of span station 3. In ADAMS, it is output as an Euler angle computed as the 2nd rotation in the yaw-pitch-roll rotation sequence. It is not output as an Euler angle in FAST, which assumes small blade deflections, so that the rotation sequence does not matter. | About the local yb1-axis | (deg) | NBlGages < 3
| Spn3RDzb1 |  | Blade 1 local torsional (angular/rotational) deflection (relative to the undeflected position) of span station 3. This output will always be zero for FAST simulation results. Use it for examining blade torsional deflections of ADAMS simulations run using ADAMS datasets created using the FAST-to-ADAMS preprocessor. In ADAMS, it is output as an Euler angle computed as the 1st rotation in the yaw-pitch-roll rotation sequence. Please note that this output uses the opposite of the sign convention used for blade pitch angles. | About the local zb1-axis | (deg) | NBlGages < 3
| Spn4RDxb1 |  | Blade 1 local roll (angular/rotational) deflection (relative to the undeflected position) of span station 4. In ADAMS, it is output as an Euler angle computed as the 3rd rotation in the yaw-pitch-roll rotation sequence. It is not output as an Euler angle in FAST, which assumes small blade deflections, so that the rotation sequence does not matter. | About the local xb1-axis | (deg) | NBlGages < 4
| Spn4RDyb1 |  | Blade 1 local pitch (angular/rotational) deflection (relative to the undeflected position) of span station 4. In ADAMS, it is output as an Euler angle computed as the 2nd rotation in the yaw-pitch-roll rotation sequence. It is not output as an Euler angle in FAST, which assumes small blade deflections, so that the rotation sequence does not matter. | About the local yb1-axis | (deg) | NBlGages < 4
| Spn4RDzb1 |  | Blade 1 local torsional (angular/rotational) deflection (relative to the undeflected position) of span station 4. This output will always be zero for FAST simulation results. Use it for examining blade torsional deflections of ADAMS simulations run using ADAMS datasets created using the FAST-to-ADAMS preprocessor. In ADAMS, it is output as an Euler angle computed as the 1st rotation in the yaw-pitch-roll rotation sequence. Please note that this output uses the opposite of the sign convention used for blade pitch angles. | About the local zb1-axis | (deg) | NBlGages < 4
| Spn5RDxb1 |  | Blade 1 local roll (angular/rotational) deflection (relative to the undeflected position) of span station 5. In ADAMS, it is output as an Euler angle computed as the 3rd rotation in the yaw-pitch-roll rotation sequence. It is not output as an Euler angle in FAST, which assumes small blade deflections, so that the rotation sequence does not matter. | About the local xb1-axis | (deg) | NBlGages < 5
| Spn5RDyb1 |  | Blade 1 local pitch (angular/rotational) deflection (relative to the undeflected position) of span station 5. In ADAMS, it is output as an Euler angle computed as the 2nd rotation in the yaw-pitch-roll rotation sequence. It is not output as an Euler angle in FAST, which assumes small blade deflections, so that the rotation sequence does not matter. | About the local yb1-axis | (deg) | NBlGages < 5
| Spn5RDzb1 |  | Blade 1 local torsional (angular/rotational) deflection (relative to the undeflected position) of span station 5. This output will always be zero for FAST simulation results. Use it for examining blade torsional deflections of ADAMS simulations run using ADAMS datasets created using the FAST-to-ADAMS preprocessor. In ADAMS, it is output as an Euler angle computed as the 1st rotation in the yaw-pitch-roll rotation sequence. Please note that this output uses the opposite of the sign convention used for blade pitch angles. | About the local zb1-axis | (deg) | NBlGages < 5
| Spn6RDxb1 |  | Blade 1 local roll (angular/rotational) deflection (relative to the undeflected position) of span station 6. In ADAMS, it is output as an Euler angle computed as the 3rd rotation in the yaw-pitch-roll rotation sequence. It is not output as an Euler angle in FAST, which assumes small blade deflections, so that the rotation sequence does not matter. | About the local xb1-axis | (deg) | NBlGages < 6
| Spn6RDyb1 |  | Blade 1 local pitch (angular/rotational) deflection (relative to the undeflected position) of span station 6. In ADAMS, it is output as an Euler angle computed as the 2nd rotation in the yaw-pitch-roll rotation sequence. It is not output as an Euler angle in FAST, which assumes small blade deflections, so that the rotation sequence does not matter. | About the local yb1-axis | (deg) | NBlGages < 6
| Spn6RDzb1 |  | Blade 1 local torsional (angular/rotational) deflection (relative to the undeflected position) of span station 6. This output will always be zero for FAST simulation results. Use it for examining blade torsional deflections of ADAMS simulations run using ADAMS datasets created using the FAST-to-ADAMS preprocessor. In ADAMS, it is output as an Euler angle computed as the 1st rotation in the yaw-pitch-roll rotation sequence. Please note that this output uses the opposite of the sign convention used for blade pitch angles. | About the local zb1-axis | (deg) | NBlGages < 6
| Spn7RDxb1 |  | Blade 1 local roll (angular/rotational) deflection (relative to the undeflected position) of span station 7. In ADAMS, it is output as an Euler angle computed as the 3rd rotation in the yaw-pitch-roll rotation sequence. It is not output as an Euler angle in FAST, which assumes small blade deflections, so that the rotation sequence does not matter. | About the local xb1-axis | (deg) | NBlGages < 7
| Spn7RDyb1 |  | Blade 1 local pitch (angular/rotational) deflection (relative to the undeflected position) of span station 7. In ADAMS, it is output as an Euler angle computed as the 2nd rotation in the yaw-pitch-roll rotation sequence. It is not output as an Euler angle in FAST, which assumes small blade deflections, so that the rotation sequence does not matter. | About the local yb1-axis | (deg) | NBlGages < 7
| Spn7RDzb1 |  | Blade 1 local torsional (angular/rotational) deflection (relative to the undeflected position) of span station 7. This output will always be zero for FAST simulation results. Use it for examining blade torsional deflections of ADAMS simulations run using ADAMS datasets created using the FAST-to-ADAMS preprocessor. In ADAMS, it is output as an Euler angle computed as the 1st rotation in the yaw-pitch-roll rotation sequence. Please note that this output uses the opposite of the sign convention used for blade pitch angles. | About the local zb1-axis | (deg) | NBlGages < 7
| Spn8RDxb1 |  | Blade 1 local roll (angular/rotational) deflection (relative to the undeflected position) of span station 8. In ADAMS, it is output as an Euler angle computed as the 3rd rotation in the yaw-pitch-roll rotation sequence. It is not output as an Euler angle in FAST, which assumes small blade deflections, so that the rotation sequence does not matter. | About the local xb1-axis | (deg) | NBlGages < 8
| Spn8RDyb1 |  | Blade 1 local pitch (angular/rotational) deflection (relative to the undeflected position) of span station 8. In ADAMS, it is output as an Euler angle computed as the 2nd rotation in the yaw-pitch-roll rotation sequence. It is not output as an Euler angle in FAST, which assumes small blade deflections, so that the rotation sequence does not matter. | About the local yb1-axis | (deg) | NBlGages < 8
| Spn8RDzb1 |  | Blade 1 local torsional (angular/rotational) deflection (relative to the undeflected position) of span station 8. This output will always be zero for FAST simulation results. Use it for examining blade torsional deflections of ADAMS simulations run using ADAMS datasets created using the FAST-to-ADAMS preprocessor. In ADAMS, it is output as an Euler angle computed as the 1st rotation in the yaw-pitch-roll rotation sequence. Please note that this output uses the opposite of the sign convention used for blade pitch angles. | About the local zb1-axis | (deg) | NBlGages < 8
| Spn9RDxb1 |  | Blade 1 local roll (angular/rotational) deflection (relative to the undeflected position) of span station 9. In ADAMS, it is output as an Euler angle computed as the 3rd rotation in the yaw-pitch-roll rotation sequence. It is not output as an Euler angle in FAST, which assumes small blade deflections, so that the rotation sequence does not matter. | About the local xb1-axis | (deg) | NBlGages < 9
| Spn9RDyb1 |  | Blade 1 local pitch (angular/rotational) deflection (relative to the undeflected position) of span station 9. In ADAMS, it is output as an Euler angle computed as the 2nd rotation in the yaw-pitch-roll rotation sequence. It is not output as an Euler angle in FAST, which assumes small blade deflections, so that the rotation sequence does not matter. | About the local yb1-axis | (deg) | NBlGages < 9
| Spn9RDzb1 |  | Blade 1 local torsional (angular/rotational) deflection (relative to the undeflected position) of span station 9. This output will always be zero for FAST simulation results. Use it for examining blade torsional deflections of ADAMS simulations run using ADAMS datasets created using the FAST-to-ADAMS preprocessor. In ADAMS, it is output as an Euler angle computed as the 1st rotation in the yaw-pitch-roll rotation sequence. Please note that this output uses the opposite of the sign convention used for blade pitch angles. | About the local zb1-axis | (deg) | NBlGages < 9
Blade 2 Local Span Motions
| Spn1ALxb2 |  | Blade 2 local flapwise acceleration (absolute) of span station 1 | Directed along the local xb2-axis | (m/s^2) | NBlGages < 1
| Spn1ALyb2 |  | Blade 2 local edgewise acceleration (absolute) of span station 1 | Directed along the local yb2-axis | (m/s^2) | NBlGages < 1
| Spn1ALzb2 |  | Blade 2 local axial acceleration (absolute) of span station 1 | Directed along the local zb2-axis | (m/s^2) | NBlGages < 1
| Spn2ALxb2 |  | Blade 2 local flapwise acceleration (absolute) of span station 2 | Directed along the local xb2-axis | (m/s^2) | NBlGages < 2
| Spn2ALyb2 |  | Blade 2 local edgewise acceleration (absolute) of span station 2 | Directed along the local yb2-axis | (m/s^2) | NBlGages < 2
| Spn2ALzb2 |  | Blade 2 local axial acceleration (absolute) of span station 2 | Directed along the local zb2-axis | (m/s^2) | NBlGages < 2
| Spn3ALxb2 |  | Blade 2 local flapwise acceleration (absolute) of span station 3 | Directed along the local xb2-axis | (m/s^2) | NBlGages < 3
| Spn3ALyb2 |  | Blade 2 local edgewise acceleration (absolute) of span station 3 | Directed along the local yb2-axis | (m/s^2) | NBlGages < 3
| Spn3ALzb2 |  | Blade 2 local axial acceleration (absolute) of span station 3 | Directed along the local zb2-axis | (m/s^2) | NBlGages < 3
| Spn4ALxb2 |  | Blade 2 local flapwise acceleration (absolute) of span station 4 | Directed along the local xb2-axis | (m/s^2) | NBlGages < 4
| Spn4ALyb2 |  | Blade 2 local edgewise acceleration (absolute) of span station 4 | Directed along the local yb2-axis | (m/s^2) | NBlGages < 4
| Spn4ALzb2 |  | Blade 2 local axial acceleration (absolute) of span station 4 | Directed along the local zb2-axis | (m/s^2) | NBlGages < 4
| Spn5ALxb2 |  | Blade 2 local flapwise acceleration (absolute) of span station 5 | Directed along the local xb2-axis | (m/s^2) | NBlGages < 5
| Spn5ALyb2 |  | Blade 2 local edgewise acceleration (absolute) of span station 5 | Directed along the local yb2-axis | (m/s^2) | NBlGages < 5
| Spn5ALzb2 |  | Blade 2 local axial acceleration (absolute) of span station 5 | Directed along the local zb2-axis | (m/s^2) | NBlGages < 5
| Spn6ALxb2 |  | Blade 2 local flapwise acceleration (absolute) of span station 6 | Directed along the local xb2-axis | (m/s^2) | NBlGages < 6
| Spn6ALyb2 |  | Blade 2 local edgewise acceleration (absolute) of span station 6 | Directed along the local yb2-axis | (m/s^2) | NBlGages < 6
| Spn6ALzb2 |  | Blade 2 local axial acceleration (absolute) of span station 6 | Directed along the local zb2-axis | (m/s^2) | NBlGages < 6
| Spn7ALxb2 |  | Blade 2 local flapwise acceleration (absolute) of span station 7 | Directed along the local xb2-axis | (m/s^2) | NBlGages < 7
| Spn7ALyb2 |  | Blade 2 local edgewise acceleration (absolute) of span station 7 | Directed along the local yb2-axis | (m/s^2) | NBlGages < 7
| Spn7ALzb2 |  | Blade 2 local axial acceleration (absolute) of span station 7 | Directed along the local zb2-axis | (m/s^2) | NBlGages < 7
| Spn8ALxb2 |  | Blade 2 local flapwise acceleration (absolute) of span station 8 | Directed along the local xb2-axis | (m/s^2) | NBlGages < 8
| Spn8ALyb2 |  | Blade 2 local edgewise acceleration (absolute) of span station 8 | Directed along the local yb2-axis | (m/s^2) | NBlGages < 8
| Spn8ALzb2 |  | Blade 2 local axial acceleration (absolute) of span station 8 | Directed along the local zb2-axis | (m/s^2) | NBlGages < 8
| Spn9ALxb2 |  | Blade 2 local flapwise acceleration (absolute) of span station 9 | Directed along the local xb2-axis | (m/s^2) | NBlGages < 9
| Spn9ALyb2 |  | Blade 2 local edgewise acceleration (absolute) of span station 9 | Directed along the local yb2-axis | (m/s^2) | NBlGages < 9
| Spn9ALzb2 |  | Blade 2 local axial acceleration (absolute) of span station 9 | Directed along the local zb2-axis | (m/s^2) | NBlGages < 9
| Spn1TDxb2 |  | Blade 2 local flapwise (translational) deflection (relative to the undeflected position) of span station 1 | Directed along the xb2-axis | (m) | NBlGages < 1
| Spn1TDyb2 |  | Blade 2 local edgewise (translational) deflection (relative to the undeflected position) of span station 1 | Directed along the yb2-axis | (m) | NBlGages < 1
| Spn1TDzb2 |  | Blade 2 local axial (translational) deflection (relative to the undeflected position) of span station 1 | Directed along the zb2-axis | (m) | NBlGages < 1
| Spn2TDxb2 |  | Blade 2 local flapwise (translational) deflection (relative to the undeflected position) of span station 2 | Directed along the xb2-axis | (m) | NBlGages < 2
| Spn2TDyb2 |  | Blade 2 local edgewise (translational) deflection (relative to the undeflected position) of span station 2 | Directed along the yb2-axis | (m) | NBlGages < 2
| Spn2TDzb2 |  | Blade 2 local axial (translational) deflection (relative to the undeflected position) of span station 2 | Directed along the zb2-axis | (m) | NBlGages < 2
| Spn3TDxb2 |  | Blade 2 local flapwise (translational) deflection (relative to the undeflected position) of span station 3 | Directed along the xb2-axis | (m) | NBlGages < 3
| Spn3TDyb2 |  | Blade 2 local edgewise (translational) deflection (relative to the undeflected position) of span station 3 | Directed along the yb2-axis | (m) | NBlGages < 3
| Spn3TDzb2 |  | Blade 2 local axial (translational) deflection (relative to the undeflected position) of span station 3 | Directed along the zb2-axis | (m) | NBlGages < 3
| Spn4TDxb2 |  | Blade 2 local flapwise (translational) deflection (relative to the undeflected position) of span station 4 | Directed along the xb2-axis | (m) | NBlGages < 4
| Spn4TDyb2 |  | Blade 2 local edgewise (translational) deflection (relative to the undeflected position) of span station 4 | Directed along the yb2-axis | (m) | NBlGages < 4
| Spn4TDzb2 |  | Blade 2 local axial (translational) deflection (relative to the undeflected position) of span station 4 | Directed along the zb2-axis | (m) | NBlGages < 4
| Spn5TDxb2 |  | Blade 2 local flapwise (translational) deflection (relative to the undeflected position) of span station 5 | Directed along the xb2-axis | (m) | NBlGages < 5
| Spn5TDyb2 |  | Blade 2 local edgewise (translational) deflection (relative to the undeflected position) of span station 5 | Directed along the yb2-axis | (m) | NBlGages < 5
| Spn5TDzb2 |  | Blade 2 local axial (translational) deflection (relative to the undeflected position) of span station 5 | Directed along the zb2-axis | (m) | NBlGages < 5
| Spn6TDxb2 |  | Blade 2 local flapwise (translational) deflection (relative to the undeflected position) of span station 6 | Directed along the xb2-axis | (m) | NBlGages < 6
| Spn6TDyb2 |  | Blade 2 local edgewise (translational) deflection (relative to the undeflected position) of span station 6 | Directed along the yb2-axis | (m) | NBlGages < 6
| Spn6TDzb2 |  | Blade 2 local axial (translational) deflection (relative to the undeflected position) of span station 6 | Directed along the zb2-axis | (m) | NBlGages < 6
| Spn7TDxb2 |  | Blade 2 local flapwise (translational) deflection (relative to the undeflected position) of span station 7 | Directed along the xb2-axis | (m) | NBlGages < 7
| Spn7TDyb2 |  | Blade 2 local edgewise (translational) deflection (relative to the undeflected position) of span station 7 | Directed along the yb2-axis | (m) | NBlGages < 7
| Spn7TDzb2 |  | Blade 2 local axial (translational) deflection (relative to the undeflected position) of span station 7 | Directed along the zb2-axis | (m) | NBlGages < 7
| Spn8TDxb2 |  | Blade 2 local flapwise (translational) deflection (relative to the undeflected position) of span station 8 | Directed along the xb2-axis | (m) | NBlGages < 8
| Spn8TDyb2 |  | Blade 2 local edgewise (translational) deflection (relative to the undeflected position) of span station 8 | Directed along the yb2-axis | (m) | NBlGages < 8
| Spn8TDzb2 |  | Blade 2 local axial (translational) deflection (relative to the undeflected position) of span station 8 | Directed along the zb2-axis | (m) | NBlGages < 8
| Spn9TDxb2 |  | Blade 2 local flapwise (translational) deflection (relative to the undeflected position) of span station 9 | Directed along the xb2-axis | (m) | NBlGages < 9
| Spn9TDyb2 |  | Blade 2 local edgewise (translational) deflection (relative to the undeflected position) of span station 9 | Directed along the yb2-axis | (m) | NBlGages < 9
| Spn9TDzb2 |  | Blade 2 local axial (translational) deflection (relative to the undeflected position) of span station 9 | Directed along the zb2-axis | (m) | NBlGages < 9
| Spn1RDxb2 |  | Blade 2 local roll (angular/rotational) deflection (relative to the undeflected position) of span station 1. In ADAMS, it is output as an Euler angle computed as the 3rd rotation in the yaw-pitch-roll rotation sequence. It is not output as an Euler angle in FAST, which assumes small blade deflections, so that the rotation sequence does not matter. | About the local xb2-axis | (deg) | NBlGages < 1
| Spn1RDyb2 |  | Blade 2 local pitch (angular/rotational) deflection (relative to the undeflected position) of span station 1. In ADAMS, it is output as an Euler angle computed as the 2nd rotation in the yaw-pitch-roll rotation sequence. It is not output as an Euler angle in FAST, which assumes small blade deflections, so that the rotation sequence does not matter. | About the local yb2-axis | (deg) | NBlGages < 1
| Spn1RDzb2 |  | Blade 2 local torsional (angular/rotational) deflection (relative to the undeflected position) of span station 1. This output will always be zero for FAST simulation results. Use it for examining blade torsional deflections of ADAMS simulations run using ADAMS datasets created using the FAST-to-ADAMS preprocessor. In ADAMS, it is output as an Euler angle computed as the 1st rotation in the yaw-pitch-roll rotation sequence. Please note that this output uses the opposite of the sign convention used for blade pitch angles. | About the local zb2-axis | (deg) | NBlGages < 1
| Spn2RDxb2 |  | Blade 2 local roll (angular/rotational) deflection (relative to the undeflected position) of span station 2. In ADAMS, it is output as an Euler angle computed as the 3rd rotation in the yaw-pitch-roll rotation sequence. It is not output as an Euler angle in FAST, which assumes small blade deflections, so that the rotation sequence does not matter. | About the local xb2-axis | (deg) | NBlGages < 2
| Spn2RDyb2 |  | Blade 2 local pitch (angular/rotational) deflection (relative to the undeflected position) of span station 2. In ADAMS, it is output as an Euler angle computed as the 2nd rotation in the yaw-pitch-roll rotation sequence. It is not output as an Euler angle in FAST, which assumes small blade deflections, so that the rotation sequence does not matter. | About the local yb2-axis | (deg) | NBlGages < 2
| Spn2RDzb2 |  | Blade 2 local torsional (angular/rotational) deflection (relative to the undeflected position) of span station 2. This output will always be zero for FAST simulation results. Use it for examining blade torsional deflections of ADAMS simulations run using ADAMS datasets created using the FAST-to-ADAMS preprocessor. In ADAMS, it is output as an Euler angle computed as the 1st rotation in the yaw-pitch-roll rotation sequence. Please note that this output uses the opposite of the sign convention used for blade pitch angles. | About the local zb2-axis | (deg) | NBlGages < 2
| Spn3RDxb2 |  | Blade 2 local roll (angular/rotational) deflection (relative to the undeflected position) of span station 3. In ADAMS, it is output as an Euler angle computed as the 3rd rotation in the yaw-pitch-roll rotation sequence. It is not output as an Euler angle in FAST, which assumes small blade deflections, so that the rotation sequence does not matter. | About the local xb2-axis | (deg) | NBlGages < 3
| Spn3RDyb2 |  | Blade 2 local pitch (angular/rotational) deflection (relative to the undeflected position) of span station 3. In ADAMS, it is output as an Euler angle computed as the 2nd rotation in the yaw-pitch-roll rotation sequence. It is not output as an Euler angle in FAST, which assumes small blade deflections, so that the rotation sequence does not matter. | About the local yb2-axis | (deg) | NBlGages < 3
| Spn3RDzb2 |  | Blade 2 local torsional (angular/rotational) deflection (relative to the undeflected position) of span station 3. This output will always be zero for FAST simulation results. Use it for examining blade torsional deflections of ADAMS simulations run using ADAMS datasets created using the FAST-to-ADAMS preprocessor. In ADAMS, it is output as an Euler angle computed as the 1st rotation in the yaw-pitch-roll rotation sequence. Please note that this output uses the opposite of the sign convention used for blade pitch angles. | About the local zb2-axis | (deg) | NBlGages < 3
| Spn4RDxb2 |  | Blade 2 local roll (angular/rotational) deflection (relative to the undeflected position) of span station 4. In ADAMS, it is output as an Euler angle computed as the 3rd rotation in the yaw-pitch-roll rotation sequence. It is not output as an Euler angle in FAST, which assumes small blade deflections, so that the rotation sequence does not matter. | About the local xb2-axis | (deg) | NBlGages < 4
| Spn4RDyb2 |  | Blade 2 local pitch (angular/rotational) deflection (relative to the undeflected position) of span station 4. In ADAMS, it is output as an Euler angle computed as the 2nd rotation in the yaw-pitch-roll rotation sequence. It is not output as an Euler angle in FAST, which assumes small blade deflections, so that the rotation sequence does not matter. | About the local yb2-axis | (deg) | NBlGages < 4
| Spn4RDzb2 |  | Blade 2 local torsional (angular/rotational) deflection (relative to the undeflected position) of span station 4. This output will always be zero for FAST simulation results. Use it for examining blade torsional deflections of ADAMS simulations run using ADAMS datasets created using the FAST-to-ADAMS preprocessor. In ADAMS, it is output as an Euler angle computed as the 1st rotation in the yaw-pitch-roll rotation sequence. Please note that this output uses the opposite of the sign convention used for blade pitch angles. | About the local zb2-axis | (deg) | NBlGages < 4
| Spn5RDxb2 |  | Blade 2 local roll (angular/rotational) deflection (relative to the undeflected position) of span station 5. In ADAMS, it is output as an Euler angle computed as the 3rd rotation in the yaw-pitch-roll rotation sequence. It is not output as an Euler angle in FAST, which assumes small blade deflections, so that the rotation sequence does not matter. | About the local xb2-axis | (deg) | NBlGages < 5
| Spn5RDyb2 |  | Blade 2 local pitch (angular/rotational) deflection (relative to the undeflected position) of span station 5. In ADAMS, it is output as an Euler angle computed as the 2nd rotation in the yaw-pitch-roll rotation sequence. It is not output as an Euler angle in FAST, which assumes small blade deflections, so that the rotation sequence does not matter. | About the local yb2-axis | (deg) | NBlGages < 5
| Spn5RDzb2 |  | Blade 2 local torsional (angular/rotational) deflection (relative to the undeflected position) of span station 5. This output will always be zero for FAST simulation results. Use it for examining blade torsional deflections of ADAMS simulations run using ADAMS datasets created using the FAST-to-ADAMS preprocessor. In ADAMS, it is output as an Euler angle computed as the 1st rotation in the yaw-pitch-roll rotation sequence. Please note that this output uses the opposite of the sign convention used for blade pitch angles. | About the local zb2-axis | (deg) | NBlGages < 5
| Spn6RDxb2 |  | Blade 2 local roll (angular/rotational) deflection (relative to the undeflected position) of span station 6. In ADAMS, it is output as an Euler angle computed as the 3rd rotation in the yaw-pitch-roll rotation sequence. It is not output as an Euler angle in FAST, which assumes small blade deflections, so that the rotation sequence does not matter. | About the local xb2-axis | (deg) | NBlGages < 6
| Spn6RDyb2 |  | Blade 2 local pitch (angular/rotational) deflection (relative to the undeflected position) of span station 6. In ADAMS, it is output as an Euler angle computed as the 2nd rotation in the yaw-pitch-roll rotation sequence. It is not output as an Euler angle in FAST, which assumes small blade deflections, so that the rotation sequence does not matter. | About the local yb2-axis | (deg) | NBlGages < 6
| Spn6RDzb2 |  | Blade 2 local torsional (angular/rotational) deflection (relative to the undeflected position) of span station 6. This output will always be zero for FAST simulation results. Use it for examining blade torsional deflections of ADAMS simulations run using ADAMS datasets created using the FAST-to-ADAMS preprocessor. In ADAMS, it is output as an Euler angle computed as the 1st rotation in the yaw-pitch-roll rotation sequence. Please note that this output uses the opposite of the sign convention used for blade pitch angles. | About the local zb2-axis | (deg) | NBlGages < 6
| Spn7RDxb2 |  | Blade 2 local roll (angular/rotational) deflection (relative to the undeflected position) of span station 7. In ADAMS, it is output as an Euler angle computed as the 3rd rotation in the yaw-pitch-roll rotation sequence. It is not output as an Euler angle in FAST, which assumes small blade deflections, so that the rotation sequence does not matter. | About the local xb2-axis | (deg) | NBlGages < 7
| Spn7RDyb2 |  | Blade 2 local pitch (angular/rotational) deflection (relative to the undeflected position) of span station 7. In ADAMS, it is output as an Euler angle computed as the 2nd rotation in the yaw-pitch-roll rotation sequence. It is not output as an Euler angle in FAST, which assumes small blade deflections, so that the rotation sequence does not matter. | About the local yb2-axis | (deg) | NBlGages < 7
| Spn7RDzb2 |  | Blade 2 local torsional (angular/rotational) deflection (relative to the undeflected position) of span station 7. This output will always be zero for FAST simulation results. Use it for examining blade torsional deflections of ADAMS simulations run using ADAMS datasets created using the FAST-to-ADAMS preprocessor. In ADAMS, it is output as an Euler angle computed as the 1st rotation in the yaw-pitch-roll rotation sequence. Please note that this output uses the opposite of the sign convention used for blade pitch angles. | About the local zb2-axis | (deg) | NBlGages < 7
| Spn8RDxb2 |  | Blade 2 local roll (angular/rotational) deflection (relative to the undeflected position) of span station 8. In ADAMS, it is output as an Euler angle computed as the 3rd rotation in the yaw-pitch-roll rotation sequence. It is not output as an Euler angle in FAST, which assumes small blade deflections, so that the rotation sequence does not matter. | About the local xb2-axis | (deg) | NBlGages < 8
| Spn8RDyb2 |  | Blade 2 local pitch (angular/rotational) deflection (relative to the undeflected position) of span station 8. In ADAMS, it is output as an Euler angle computed as the 2nd rotation in the yaw-pitch-roll rotation sequence. It is not output as an Euler angle in FAST, which assumes small blade deflections, so that the rotation sequence does not matter. | About the local yb2-axis | (deg) | NBlGages < 8
| Spn8RDzb2 |  | Blade 2 local torsional (angular/rotational) deflection (relative to the undeflected position) of span station 8. This output will always be zero for FAST simulation results. Use it for examining blade torsional deflections of ADAMS simulations run using ADAMS datasets created using the FAST-to-ADAMS preprocessor. In ADAMS, it is output as an Euler angle computed as the 1st rotation in the yaw-pitch-roll rotation sequence. Please note that this output uses the opposite of the sign convention used for blade pitch angles. | About the local zb2-axis | (deg) | NBlGages < 8
| Spn9RDxb2 |  | Blade 2 local roll (angular/rotational) deflection (relative to the undeflected position) of span station 9. In ADAMS, it is output as an Euler angle computed as the 3rd rotation in the yaw-pitch-roll rotation sequence. It is not output as an Euler angle in FAST, which assumes small blade deflections, so that the rotation sequence does not matter. | About the local xb2-axis | (deg) | NBlGages < 9
| Spn9RDyb2 |  | Blade 2 local pitch (angular/rotational) deflection (relative to the undeflected position) of span station 9. In ADAMS, it is output as an Euler angle computed as the 2nd rotation in the yaw-pitch-roll rotation sequence. It is not output as an Euler angle in FAST, which assumes small blade deflections, so that the rotation sequence does not matter. | About the local yb2-axis | (deg) | NBlGages < 9
| Spn9RDzb2 |  | Blade 2 local torsional (angular/rotational) deflection (relative to the undeflected position) of span station 9. This output will always be zero for FAST simulation results. Use it for examining blade torsional deflections of ADAMS simulations run using ADAMS datasets created using the FAST-to-ADAMS preprocessor. In ADAMS, it is output as an Euler angle computed as the 1st rotation in the yaw-pitch-roll rotation sequence. Please note that this output uses the opposite of the sign convention used for blade pitch angles. | About the local zb2-axis | (deg) | NBlGages < 9
Blade 3 Local Span Motions
| Spn1ALxb3 |  | Blade 3 local flapwise acceleration (absolute) of span station 1 | Directed along the local xb3-axis | (m/s^2) | ( NumBl < 3 ) .OR. ( NBlGages < 1 )
| Spn1ALyb3 |  | Blade 3 local edgewise acceleration (absolute) of span station 1 | Directed along the local yb3-axis | (m/s^2) | ( NumBl < 3 ) .OR. ( NBlGages < 1 )
| Spn1ALzb3 |  | Blade 3 local axial acceleration (absolute) of span station 1 | Directed along the local zb3-axis | (m/s^2) | ( NumBl < 3 ) .OR. ( NBlGages < 1 )
| Spn2ALxb3 |  | Blade 3 local flapwise acceleration (absolute) of span station 2 | Directed along the local xb3-axis | (m/s^2) | ( NumBl < 3 ) .OR. ( NBlGages < 2 )
| Spn2ALyb3 |  | Blade 3 local edgewise acceleration (absolute) of span station 2 | Directed along the local yb3-axis | (m/s^2) | ( NumBl < 3 ) .OR. ( NBlGages < 2 )
| Spn2ALzb3 |  | Blade 3 local axial acceleration (absolute) of span station 2 | Directed along the local zb3-axis | (m/s^2) | ( NumBl < 3 ) .OR. ( NBlGages < 2 )
| Spn3ALxb3 |  | Blade 3 local flapwise acceleration (absolute) of span station 3 | Directed along the local xb3-axis | (m/s^2) | ( NumBl < 3 ) .OR. ( NBlGages < 3 )
| Spn3ALyb3 |  | Blade 3 local edgewise acceleration (absolute) of span station 3 | Directed along the local yb3-axis | (m/s^2) | ( NumBl < 3 ) .OR. ( NBlGages < 3 )
| Spn3ALzb3 |  | Blade 3 local axial acceleration (absolute) of span station 3 | Directed along the local zb3-axis | (m/s^2) | ( NumBl < 3 ) .OR. ( NBlGages < 3 )
| Spn4ALxb3 |  | Blade 3 local flapwise acceleration (absolute) of span station 4 | Directed along the local xb3-axis | (m/s^2) | ( NumBl < 3 ) .OR. ( NBlGages < 4 )
| Spn4ALyb3 |  | Blade 3 local edgewise acceleration (absolute) of span station 4 | Directed along the local yb3-axis | (m/s^2) | ( NumBl < 3 ) .OR. ( NBlGages < 4 )
| Spn4ALzb3 |  | Blade 3 local axial acceleration (absolute) of span station 4 | Directed along the local zb3-axis | (m/s^2) | ( NumBl < 3 ) .OR. ( NBlGages < 4 )
| Spn5ALxb3 |  | Blade 3 local flapwise acceleration (absolute) of span station 5 | Directed along the local xb3-axis | (m/s^2) | ( NumBl < 3 ) .OR. ( NBlGages < 5 )
| Spn5ALyb3 |  | Blade 3 local edgewise acceleration (absolute) of span station 5 | Directed along the local yb3-axis | (m/s^2) | ( NumBl < 3 ) .OR. ( NBlGages < 5 )
| Spn5ALzb3 |  | Blade 3 local axial acceleration (absolute) of span station 5 | Directed along the local zb3-axis | (m/s^2) | ( NumBl < 3 ) .OR. ( NBlGages < 5 )
| Spn6ALxb3 |  | Blade 3 local flapwise acceleration (absolute) of span station 6 | Directed along the local xb3-axis | (m/s^2) | ( NumBl < 3 ) .OR. ( NBlGages < 6 )
| Spn6ALyb3 |  | Blade 3 local edgewise acceleration (absolute) of span station 6 | Directed along the local yb3-axis | (m/s^2) | ( NumBl < 3 ) .OR. ( NBlGages < 6 )
| Spn6ALzb3 |  | Blade 3 local axial acceleration (absolute) of span station 6 | Directed along the local zb3-axis | (m/s^2) | ( NumBl < 3 ) .OR. ( NBlGages < 6 )
| Spn7ALxb3 |  | Blade 3 local flapwise acceleration (absolute) of span station 7 | Directed along the local xb3-axis | (m/s^2) | ( NumBl < 3 ) .OR. ( NBlGages < 7 )
| Spn7ALyb3 |  | Blade 3 local edgewise acceleration (absolute) of span station 7 | Directed along the local yb3-axis | (m/s^2) | ( NumBl < 3 ) .OR. ( NBlGages < 7 )
| Spn7ALzb3 |  | Blade 3 local axial acceleration (absolute) of span station 7 | Directed along the local zb3-axis | (m/s^2) | ( NumBl < 3 ) .OR. ( NBlGages < 7 )
| Spn8ALxb3 |  | Blade 3 local flapwise acceleration (absolute) of span station 8 | Directed along the local xb3-axis | (m/s^2) | ( NumBl < 3 ) .OR. ( NBlGages < 8 )
| Spn8ALyb3 |  | Blade 3 local edgewise acceleration (absolute) of span station 8 | Directed along the local yb3-axis | (m/s^2) | ( NumBl < 3 ) .OR. ( NBlGages < 8 )
| Spn8ALzb3 |  | Blade 3 local axial acceleration (absolute) of span station 8 | Directed along the local zb3-axis | (m/s^2) | ( NumBl < 3 ) .OR. ( NBlGages < 8 )
| Spn9ALxb3 |  | Blade 3 local flapwise acceleration (absolute) of span station 9 | Directed along the local xb3-axis | (m/s^2) | ( NumBl < 3 ) .OR. ( NBlGages < 9 )
| Spn9ALyb3 |  | Blade 3 local edgewise acceleration (absolute) of span station 9 | Directed along the local yb3-axis | (m/s^2) | ( NumBl < 3 ) .OR. ( NBlGages < 9 )
| Spn9ALzb3 |  | Blade 3 local axial acceleration (absolute) of span station 9 | Directed along the local zb3-axis | (m/s^2) | ( NumBl < 3 ) .OR. ( NBlGages < 9 )
| Spn1TDxb3 |  | Blade 3 local flapwise (translational) deflection (relative to the undeflected position) of span station 1 | Directed along the xb3-axis | (m) | ( NumBl < 3 ) .OR. ( NBlGages < 1 )
| Spn1TDyb3 |  | Blade 3 local edgewise (translational) deflection (relative to the undeflected position) of span station 1 | Directed along the yb3-axis | (m) | ( NumBl < 3 ) .OR. ( NBlGages < 1 )
| Spn1TDzb3 |  | Blade 3 local axial (translational) deflection (relative to the undeflected position) of span station 1 | Directed along the zb3-axis | (m) | ( NumBl < 3 ) .OR. ( NBlGages < 1 )
| Spn2TDxb3 |  | Blade 3 local flapwise (translational) deflection (relative to the undeflected position) of span station 2 | Directed along the xb3-axis | (m) | ( NumBl < 3 ) .OR. ( NBlGages < 2 )
| Spn2TDyb3 |  | Blade 3 local edgewise (translational) deflection (relative to the undeflected position) of span station 2 | Directed along the yb3-axis | (m) | ( NumBl < 3 ) .OR. ( NBlGages < 2 )
| Spn2TDzb3 |  | Blade 3 local axial (translational) deflection (relative to the undeflected position) of span station 2 | Directed along the zb3-axis | (m) | ( NumBl < 3 ) .OR. ( NBlGages < 2 )
| Spn3TDxb3 |  | Blade 3 local flapwise (translational) deflection (relative to the undeflected position) of span station 3 | Directed along the xb3-axis | (m) | ( NumBl < 3 ) .OR. ( NBlGages < 3 )
| Spn3TDyb3 |  | Blade 3 local edgewise (translational) deflection (relative to the undeflected position) of span station 3 | Directed along the yb3-axis | (m) | ( NumBl < 3 ) .OR. ( NBlGages < 3 )
| Spn3TDzb3 |  | Blade 3 local axial (translational) deflection (relative to the undeflected position) of span station 3 | Directed along the zb3-axis | (m) | ( NumBl < 3 ) .OR. ( NBlGages < 3 )
| Spn4TDxb3 |  | Blade 3 local flapwise (translational) deflection (relative to the undeflected position) of span station 4 | Directed along the xb3-axis | (m) | ( NumBl < 3 ) .OR. ( NBlGages < 4 )
| Spn4TDyb3 |  | Blade 3 local edgewise (translational) deflection (relative to the undeflected position) of span station 4 | Directed along the yb3-axis | (m) | ( NumBl < 3 ) .OR. ( NBlGages < 4 )
| Spn4TDzb3 |  | Blade 3 local axial (translational) deflection (relative to the undeflected position) of span station 4 | Directed along the zb3-axis | (m) | ( NumBl < 3 ) .OR. ( NBlGages < 4 )
| Spn5TDxb3 |  | Blade 3 local flapwise (translational) deflection (relative to the undeflected position) of span station 5 | Directed along the xb3-axis | (m) | ( NumBl < 3 ) .OR. ( NBlGages < 5 )
| Spn5TDyb3 |  | Blade 3 local edgewise (translational) deflection (relative to the undeflected position) of span station 5 | Directed along the yb3-axis | (m) | ( NumBl < 3 ) .OR. ( NBlGages < 5 )
| Spn5TDzb3 |  | Blade 3 local axial (translational) deflection (relative to the undeflected position) of span station 5 | Directed along the zb3-axis | (m) | ( NumBl < 3 ) .OR. ( NBlGages < 5 )
| Spn6TDxb3 |  | Blade 3 local flapwise (translational) deflection (relative to the undeflected position) of span station 6 | Directed along the xb3-axis | (m) | ( NumBl < 3 ) .OR. ( NBlGages < 6 )
| Spn6TDyb3 |  | Blade 3 local edgewise (translational) deflection (relative to the undeflected position) of span station 6 | Directed along the yb3-axis | (m) | ( NumBl < 3 ) .OR. ( NBlGages < 6 )
| Spn6TDzb3 |  | Blade 3 local axial (translational) deflection (relative to the undeflected position) of span station 6 | Directed along the zb3-axis | (m) | ( NumBl < 3 ) .OR. ( NBlGages < 6 )
| Spn7TDxb3 |  | Blade 3 local flapwise (translational) deflection (relative to the undeflected position) of span station 7 | Directed along the xb3-axis | (m) | ( NumBl < 3 ) .OR. ( NBlGages < 7 )
| Spn7TDyb3 |  | Blade 3 local edgewise (translational) deflection (relative to the undeflected position) of span station 7 | Directed along the yb3-axis | (m) | ( NumBl < 3 ) .OR. ( NBlGages < 7 )
| Spn7TDzb3 |  | Blade 3 local axial (translational) deflection (relative to the undeflected position) of span station 7 | Directed along the zb3-axis | (m) | ( NumBl < 3 ) .OR. ( NBlGages < 7 )
| Spn8TDxb3 |  | Blade 3 local flapwise (translational) deflection (relative to the undeflected position) of span station 8 | Directed along the xb3-axis | (m) | ( NumBl < 3 ) .OR. ( NBlGages < 8 )
| Spn8TDyb3 |  | Blade 3 local edgewise (translational) deflection (relative to the undeflected position) of span station 8 | Directed along the yb3-axis | (m) | ( NumBl < 3 ) .OR. ( NBlGages < 8 )
| Spn8TDzb3 |  | Blade 3 local axial (translational) deflection (relative to the undeflected position) of span station 8 | Directed along the zb3-axis | (m) | ( NumBl < 3 ) .OR. ( NBlGages < 8 )
| Spn9TDxb3 |  | Blade 3 local flapwise (translational) deflection (relative to the undeflected position) of span station 9 | Directed along the xb3-axis | (m) | ( NumBl < 3 ) .OR. ( NBlGages < 9 )
| Spn9TDyb3 |  | Blade 3 local edgewise (translational) deflection (relative to the undeflected position) of span station 9 | Directed along the yb3-axis | (m) | ( NumBl < 3 ) .OR. ( NBlGages < 9 )
| Spn9TDzb3 |  | Blade 3 local axial (translational) deflection (relative to the undeflected position) of span station 9 | Directed along the zb3-axis | (m) | ( NumBl < 3 ) .OR. ( NBlGages < 9 )
| Spn1RDxb3 |  | Blade 3 local roll (angular/rotational) deflection (relative to the undeflected position) of span station 1. In ADAMS, it is output as an Euler angle computed as the 3rd rotation in the yaw-pitch-roll rotation sequence. It is not output as an Euler angle in FAST, which assumes small blade deflections, so that the rotation sequence does not matter. | About the local xb3-axis | (deg) | ( NumBl < 3 ) .OR. ( NBlGages < 1 )
| Spn1RDyb3 |  | Blade 3 local pitch (angular/rotational) deflection (relative to the undeflected position) of span station 1. In ADAMS, it is output as an Euler angle computed as the 2nd rotation in the yaw-pitch-roll rotation sequence. It is not output as an Euler angle in FAST, which assumes small blade deflections, so that the rotation sequence does not matter. | About the local yb3-axis | (deg) | ( NumBl < 3 ) .OR. ( NBlGages < 1 )
| Spn1RDzb3 |  | Blade 3 local torsional (angular/rotational) deflection (relative to the undeflected position) of span station 1. This output will always be zero for FAST simulation results. Use it for examining blade torsional deflections of ADAMS simulations run using ADAMS datasets created using the FAST-to-ADAMS preprocessor. In ADAMS, it is output as an Euler angle computed as the 1st rotation in the yaw-pitch-roll rotation sequence. Please note that this output uses the opposite of the sign convention used for blade pitch angles. | About the local zb3-axis | (deg) | ( NumBl < 3 ) .OR. ( NBlGages < 1 )
| Spn2RDxb3 |  | Blade 3 local roll (angular/rotational) deflection (relative to the undeflected position) of span station 2. In ADAMS, it is output as an Euler angle computed as the 3rd rotation in the yaw-pitch-roll rotation sequence. It is not output as an Euler angle in FAST, which assumes small blade deflections, so that the rotation sequence does not matter. | About the local xb3-axis | (deg) | ( NumBl < 3 ) .OR. ( NBlGages < 2 )
| Spn2RDyb3 |  | Blade 3 local pitch (angular/rotational) deflection (relative to the undeflected position) of span station 2. In ADAMS, it is output as an Euler angle computed as the 2nd rotation in the yaw-pitch-roll rotation sequence. It is not output as an Euler angle in FAST, which assumes small blade deflections, so that the rotation sequence does not matter. | About the local yb3-axis | (deg) | ( NumBl < 3 ) .OR. ( NBlGages < 2 )
| Spn2RDzb3 |  | Blade 3 local torsional (angular/rotational) deflection (relative to the undeflected position) of span station 2. This output will always be zero for FAST simulation results. Use it for examining blade torsional deflections of ADAMS simulations run using ADAMS datasets created using the FAST-to-ADAMS preprocessor. In ADAMS, it is output as an Euler angle computed as the 1st rotation in the yaw-pitch-roll rotation sequence. Please note that this output uses the opposite of the sign convention used for blade pitch angles. | About the local zb3-axis | (deg) | ( NumBl < 3 ) .OR. ( NBlGages < 2 )
| Spn3RDxb3 |  | Blade 3 local roll (angular/rotational) deflection (relative to the undeflected position) of span station 3. In ADAMS, it is output as an Euler angle computed as the 3rd rotation in the yaw-pitch-roll rotation sequence. It is not output as an Euler angle in FAST, which assumes small blade deflections, so that the rotation sequence does not matter. | About the local xb3-axis | (deg) | ( NumBl < 3 ) .OR. ( NBlGages < 3 )
| Spn3RDyb3 |  | Blade 3 local pitch (angular/rotational) deflection (relative to the undeflected position) of span station 3. In ADAMS, it is output as an Euler angle computed as the 2nd rotation in the yaw-pitch-roll rotation sequence. It is not output as an Euler angle in FAST, which assumes small blade deflections, so that the rotation sequence does not matter. | About the local yb3-axis | (deg) | ( NumBl < 3 ) .OR. ( NBlGages < 3 )
| Spn3RDzb3 |  | Blade 3 local torsional (angular/rotational) deflection (relative to the undeflected position) of span station 3. This output will always be zero for FAST simulation results. Use it for examining blade torsional deflections of ADAMS simulations run using ADAMS datasets created using the FAST-to-ADAMS preprocessor. In ADAMS, it is output as an Euler angle computed as the 1st rotation in the yaw-pitch-roll rotation sequence. Please note that this output uses the opposite of the sign convention used for blade pitch angles. | About the local zb3-axis | (deg) | ( NumBl < 3 ) .OR. ( NBlGages < 3 )
| Spn4RDxb3 |  | Blade 3 local roll (angular/rotational) deflection (relative to the undeflected position) of span station 4. In ADAMS, it is output as an Euler angle computed as the 3rd rotation in the yaw-pitch-roll rotation sequence. It is not output as an Euler angle in FAST, which assumes small blade deflections, so that the rotation sequence does not matter. | About the local xb3-axis | (deg) | ( NumBl < 3 ) .OR. ( NBlGages < 4 )
| Spn4RDyb3 |  | Blade 3 local pitch (angular/rotational) deflection (relative to the undeflected position) of span station 4. In ADAMS, it is output as an Euler angle computed as the 2nd rotation in the yaw-pitch-roll rotation sequence. It is not output as an Euler angle in FAST, which assumes small blade deflections, so that the rotation sequence does not matter. | About the local yb3-axis | (deg) | ( NumBl < 3 ) .OR. ( NBlGages < 4 )
| Spn4RDzb3 |  | Blade 3 local torsional (angular/rotational) deflection (relative to the undeflected position) of span station 4. This output will always be zero for FAST simulation results. Use it for examining blade torsional deflections of ADAMS simulations run using ADAMS datasets created using the FAST-to-ADAMS preprocessor. In ADAMS, it is output as an Euler angle computed as the 1st rotation in the yaw-pitch-roll rotation sequence. Please note that this output uses the opposite of the sign convention used for blade pitch angles. | About the local zb3-axis | (deg) | ( NumBl < 3 ) .OR. ( NBlGages < 4 )
| Spn5RDxb3 |  | Blade 3 local roll (angular/rotational) deflection (relative to the undeflected position) of span station 5. In ADAMS, it is output as an Euler angle computed as the 3rd rotation in the yaw-pitch-roll rotation sequence. It is not output as an Euler angle in FAST, which assumes small blade deflections, so that the rotation sequence does not matter. | About the local xb3-axis | (deg) | ( NumBl < 3 ) .OR. ( NBlGages < 5 )
| Spn5RDyb3 |  | Blade 3 local pitch (angular/rotational) deflection (relative to the undeflected position) of span station 5. In ADAMS, it is output as an Euler angle computed as the 2nd rotation in the yaw-pitch-roll rotation sequence. It is not output as an Euler angle in FAST, which assumes small blade deflections, so that the rotation sequence does not matter. | About the local yb3-axis | (deg) | ( NumBl < 3 ) .OR. ( NBlGages < 5 )
| Spn5RDzb3 |  | Blade 3 local torsional (angular/rotational) deflection (relative to the undeflected position) of span station 5. This output will always be zero for FAST simulation results. Use it for examining blade torsional deflections of ADAMS simulations run using ADAMS datasets created using the FAST-to-ADAMS preprocessor. In ADAMS, it is output as an Euler angle computed as the 1st rotation in the yaw-pitch-roll rotation sequence. Please note that this output uses the opposite of the sign convention used for blade pitch angles. | About the local zb3-axis | (deg) | ( NumBl < 3 ) .OR. ( NBlGages < 5 )
| Spn6RDxb3 |  | Blade 3 local roll (angular/rotational) deflection (relative to the undeflected position) of span station 6. In ADAMS, it is output as an Euler angle computed as the 3rd rotation in the yaw-pitch-roll rotation sequence. It is not output as an Euler angle in FAST, which assumes small blade deflections, so that the rotation sequence does not matter. | About the local xb3-axis | (deg) | ( NumBl < 3 ) .OR. ( NBlGages < 6 )
| Spn6RDyb3 |  | Blade 3 local pitch (angular/rotational) deflection (relative to the undeflected position) of span station 6. In ADAMS, it is output as an Euler angle computed as the 2nd rotation in the yaw-pitch-roll rotation sequence. It is not output as an Euler angle in FAST, which assumes small blade deflections, so that the rotation sequence does not matter. | About the local yb3-axis | (deg) | ( NumBl < 3 ) .OR. ( NBlGages < 6 )
| Spn6RDzb3 |  | Blade 3 local torsional (angular/rotational) deflection (relative to the undeflected position) of span station 6. This output will always be zero for FAST simulation results. Use it for examining blade torsional deflections of ADAMS simulations run using ADAMS datasets created using the FAST-to-ADAMS preprocessor. In ADAMS, it is output as an Euler angle computed as the 1st rotation in the yaw-pitch-roll rotation sequence. Please note that this output uses the opposite of the sign convention used for blade pitch angles. | About the local zb3-axis | (deg) | ( NumBl < 3 ) .OR. ( NBlGages < 6 )
| Spn7RDxb3 |  | Blade 3 local roll (angular/rotational) deflection (relative to the undeflected position) of span station 7. In ADAMS, it is output as an Euler angle computed as the 3rd rotation in the yaw-pitch-roll rotation sequence. It is not output as an Euler angle in FAST, which assumes small blade deflections, so that the rotation sequence does not matter. | About the local xb3-axis | (deg) | ( NumBl < 3 ) .OR. ( NBlGages < 7 )
| Spn7RDyb3 |  | Blade 3 local pitch (angular/rotational) deflection (relative to the undeflected position) of span station 7. In ADAMS, it is output as an Euler angle computed as the 2nd rotation in the yaw-pitch-roll rotation sequence. It is not output as an Euler angle in FAST, which assumes small blade deflections, so that the rotation sequence does not matter. | About the local yb3-axis | (deg) | ( NumBl < 3 ) .OR. ( NBlGages < 7 )
| Spn7RDzb3 |  | Blade 3 local torsional (angular/rotational) deflection (relative to the undeflected position) of span station 7. This output will always be zero for FAST simulation results. Use it for examining blade torsional deflections of ADAMS simulations run using ADAMS datasets created using the FAST-to-ADAMS preprocessor. In ADAMS, it is output as an Euler angle computed as the 1st rotation in the yaw-pitch-roll rotation sequence. Please note that this output uses the opposite of the sign convention used for blade pitch angles. | About the local zb3-axis | (deg) | ( NumBl < 3 ) .OR. ( NBlGages < 7 )
| Spn8RDxb3 |  | Blade 3 local roll (angular/rotational) deflection (relative to the undeflected position) of span station 8. In ADAMS, it is output as an Euler angle computed as the 3rd rotation in the yaw-pitch-roll rotation sequence. It is not output as an Euler angle in FAST, which assumes small blade deflections, so that the rotation sequence does not matter. | About the local xb3-axis | (deg) | ( NumBl < 3 ) .OR. ( NBlGages < 8 )
| Spn8RDyb3 |  | Blade 3 local pitch (angular/rotational) deflection (relative to the undeflected position) of span station 8. In ADAMS, it is output as an Euler angle computed as the 2nd rotation in the yaw-pitch-roll rotation sequence. It is not output as an Euler angle in FAST, which assumes small blade deflections, so that the rotation sequence does not matter. | About the local yb3-axis | (deg) | ( NumBl < 3 ) .OR. ( NBlGages < 8 )
| Spn8RDzb3 |  | Blade 3 local torsional (angular/rotational) deflection (relative to the undeflected position) of span station 8. This output will always be zero for FAST simulation results. Use it for examining blade torsional deflections of ADAMS simulations run using ADAMS datasets created using the FAST-to-ADAMS preprocessor. In ADAMS, it is output as an Euler angle computed as the 1st rotation in the yaw-pitch-roll rotation sequence. Please note that this output uses the opposite of the sign convention used for blade pitch angles. | About the local zb3-axis | (deg) | ( NumBl < 3 ) .OR. ( NBlGages < 8 )
| Spn9RDxb3 |  | Blade 3 local roll (angular/rotational) deflection (relative to the undeflected position) of span station 9. In ADAMS, it is output as an Euler angle computed as the 3rd rotation in the yaw-pitch-roll rotation sequence. It is not output as an Euler angle in FAST, which assumes small blade deflections, so that the rotation sequence does not matter. | About the local xb3-axis | (deg) | ( NumBl < 3 ) .OR. ( NBlGages < 9 )
| Spn9RDyb3 |  | Blade 3 local pitch (angular/rotational) deflection (relative to the undeflected position) of span station 9. In ADAMS, it is output as an Euler angle computed as the 2nd rotation in the yaw-pitch-roll rotation sequence. It is not output as an Euler angle in FAST, which assumes small blade deflections, so that the rotation sequence does not matter. | About the local yb3-axis | (deg) | ( NumBl < 3 ) .OR. ( NBlGages < 9 )
| Spn9RDzb3 |  | Blade 3 local torsional (angular/rotational) deflection (relative to the undeflected position) of span station 9. This output will always be zero for FAST simulation results. Use it for examining blade torsional deflections of ADAMS simulations run using ADAMS datasets created using the FAST-to-ADAMS preprocessor. In ADAMS, it is output as an Euler angle computed as the 1st rotation in the yaw-pitch-roll rotation sequence. Please note that this output uses the opposite of the sign convention used for blade pitch angles. | About the local zb3-axis | (deg) | ( NumBl < 3 ) .OR. ( NBlGages < 9 )
Blade Pitch Motions
| PtchPMzc1 | PtchPMzb1, BldPitch1, BlPitch1 | Blade 1 pitch angle (position) | Positive towards feather about the minus zc1- and minus zb1-axes | (deg)
| PtchPMzc2 | PtchPMzb2, BldPitch2, BlPitch2 | Blade 2 pitch angle (position) | Positive towards feather about the minus zc2- and minus zb2-axes | (deg)
| PtchPMzc3 | PtchPMzb3, BldPitch3, BlPitch3 | Blade 3 pitch angle (position) | Positive towards feather about the minus zc3- and minus zb3-axes | (deg) | NumBl < 3
Teeter Motions
| TeetPya | RotTeetP, TeetDefl | Rotor teeter angle (position) | About the ya-axis | (deg) | NumBl > 2
| TeetVya | RotTeetV | Rotor teeter angular velocity | About the ya-axis | (deg/s) | NumBl > 2
| TeetAya | RotTeetA | Rotor teeter angular acceleration | About the ya-axis | (deg/s^2) | NumBl > 2
Shaft Motions
| LSSTipPxa | LSSTipPxs, LSSTipP, Azimuth | Rotor azimuth angle (position) | About the xa- and xs-axes | (deg)
| LSSTipVxa | LSSTipVxs, LSSTipV, RotSpeed | Rotor azimuth angular speed | About the xa- and xs-axes | (rpm)
| LSSTipAxa | LSSTipAxs, LSSTipA, RotAccel | Rotor azimuth angular acceleration | About the xa- and xs-axes | (deg/s^2)
| LSSGagPxa | LSSGagPxs, LSSGagP | Low-speed shaft strain gage azimuth angle (position) (on the gearbox side of the low-speed shaft) | About the xa- and xs-axes | (deg)
| LSSGagVxa | LSSGagVxs, LSSGagV | Low-speed shaft strain gage angular speed (on the gearbox side of the low-speed shaft) | About the xa- and xs-axes | (rpm)
| LSSGagAxa | LSSGagAxs, LSSGagA | Low-speed shaft strain gage angular acceleration (on the gearbox side of the low-speed shaft) | About the xa- and xs-axes | (deg/s^2)
| HSShftV | GenSpeed | Angular speed of the high-speed shaft and generator | Same sign as LSSGagVxa / LSSGagVxs / LSSGagV | (rpm)
| HSShftA | GenAccel | Angular acceleration of the high-speed shaft and generator | Same sign as LSSGagAxa / LSSGagAxs / LSSGagA | (deg/s^2)
Nacelle IMU Motions
| NcIMUTVxs |  | Nacelle inertial measurement unit translational velocity (absolute) | Directed along the xs-axis | (m/s)
| NcIMUTVys |  | Nacelle inertial measurement unit translational velocity (absolute) | Directed along the ys-axis | (m/s)
| NcIMUTVzs |  | Nacelle inertial measurement unit translational velocity (absolute) | Directed along the zs-axis | (m/s)
| NcIMUTAxs |  | Nacelle inertial measurement unit translational acceleration (absolute) | Directed along the xs-axis | (m/s^2)
| NcIMUTAys |  | Nacelle inertial measurement unit translational acceleration (absolute) | Directed along the ys-axis | (m/s^2)
| NcIMUTAzs |  | Nacelle inertial measurement unit translational acceleration (absolute) | Directed along the zs-axis | (m/s^2)
| NcIMURVxs |  | Nacelle inertial measurement unit angular (rotational) velocity (absolute) | About the xs-axis | (deg/s)
| NcIMURVys |  | Nacelle inertial measurement unit angular (rotational) velocity (absolute) | About the ys-axis | (deg/s)
| NcIMURVzs |  | Nacelle inertial measurement unit angular (rotational) velocity (absolute) | About the zs-axis | (deg/s)
| NcIMURAxs |  | Nacelle inertial measurement unit angular (rotational) acceleration (absolute) | About the xs-axis | (deg/s^2)
| NcIMURAys |  | Nacelle inertial measurement unit angular (rotational) acceleration (absolute) | About the ys-axis | (deg/s^2)
| NcIMURAzs |  | Nacelle inertial measurement unit angular (rotational) acceleration (absolute) | About the zs-axis | (deg/s^2)
Rotor-Furl Motions
| RotFurlP | RotFurl | Rotor-furl angle (position) | About the rotor-furl axis | (deg)
| RotFurlV |  | Rotor-furl angular velocity | About the rotor-furl axis | (deg/s)
| RotFurlA |  | Rotor-furl angular acceleration | About the rotor-furl axis | (deg/s^2)
Tail-Furl Motions
| TailFurlP | TailFurl | Tail-furl angle (position) | About the tail-furl axis | (deg)
| TailFurlV |  | Tail-furl angular velocity | About the tail-furl axis | (deg/s)
| TailFurlA |  | Tail-furl angular acceleration | About the tail-furl axis | (deg/s^2)
Nacelle Yaw Motions
| YawPzn | YawPzp, NacYawP, NacYaw, YawPos | Nacelle yaw angle (position) | About the zn- and zp-axes | (deg)
| YawVzn | YawVzp, NacYawV, YawRate | Nacelle yaw angular velocity | About the zn- and zp-axes | (deg/s)
| YawAzn | YawAzp, NacYawA, YawAccel | Nacelle yaw angular acceleration | About the zn- and zp-axes | (deg/s^2)
Tower-Top / Yaw Bearing Motions
| TwrTpTDxi | YawBrTDxi | Tower-top / yaw bearing fore-aft (translational) deflection (relative to the undeflected position) including all platform motions | Directed along the xi-axis | (m)
| TwrTpTDyi | YawBrTDyi | Tower-top / yaw bearing side-to-side (translational) deflection (relative to the undeflected position) including all platform motions | Directed along the yi-axis | (m)
| TwrTpTDzi | YawBrTDzi | Tower-top / yaw bearing axial (translational) deflection (relative to the undeflected position) including all platform motions | Directed along the zi-axis | (m)
| YawBrTDxp |  | Tower-top / yaw bearing fore-aft (translational) deflection (relative to the undeflected position) | Directed along the xp-axis | (m)
| YawBrTDyp |  | Tower-top / yaw bearing side-to-side (translational) deflection (relative to the undeflected position) | Directed along the yp-axis | (m)
| YawBrTDzp |  | Tower-top / yaw bearing axial (translational) deflection (relative to the undeflected position) | Directed along the zp-axis | (m)
| YawBrTDxt | TTDspFA | Tower-top / yaw bearing fore-aft (translational) deflection (relative to the undeflected position) | Directed along the xt-axis | (m)
| YawBrTDyt | TTDspSS | Tower-top / yaw bearing side-to-side (translation) deflection (relative to the undeflected position) | Directed along the yt-axis | (m)
| YawBrTDzt | TTDspAx | Tower-top / yaw bearing axial (translational) deflection (relative to the undeflected position) | Directed along the zt-axis | (m)
| YawBrTVxp |  | Tower-top / yaw bearing fore-aft (translational) velocity (absolute) | Directed along the xp-axis | (m/s)
| YawBrTVyp |  | Tower-top / yaw bearing side-to-side (translational) velocity (absolute) | Directed along the yp-axis | (m/s)
| YawBrTVzp |  | Tower-top / yaw bearing axial (translational) velocity (absolute) | Directed along the zp-axis | (m/s)
| YawBrTAxp |  | Tower-top / yaw bearing fore-aft (translational) acceleration (absolute) | Directed along the xp-axis | (m/s^2)
| YawBrTAyp |  | Tower-top / yaw bearing side-to-side (translational) acceleration (absolute) | Directed along the yp-axis | (m/s^2)
| YawBrTAzp |  | Tower-top / yaw bearing axial (translational) acceleration (absolute) | Directed along the zp-axis | (m/s^2)
| YawBrRDxt | TTDspRoll | Tower-top / yaw bearing angular (rotational) roll deflection (relative to the undeflected position). In ADAMS, it is output as an Euler angle computed as the 3rd rotation in the yaw-pitch-roll rotation sequence. It is not output as an Euler angle in FAST, which assumes small tower deflections, so that the rotation sequence does not matter. | About the xt-axis | (deg)
| YawBrRDyt | TTDspPtch | Tower-top / yaw bearing angular (rotational) pitch deflection (relative to the undeflected position). In ADAMS, it is output as an Euler angle computed as the 2nd rotation in the yaw-pitch-roll rotation sequence. It is not output as an Euler angle in FAST, which assumes small tower deflections, so that the rotation sequence does not matter. | About the yt-axis | (deg)
| YawBrRDzt | TTDspTwst | Tower-top / yaw bearing angular (rotational) torsion deflection (relative to the undeflected position). This output will always be zero for FAST simulation results. Use it for examining tower torsional deflections of ADAMS simulations run using ADAMS datasets created using the FAST-to-ADAMS preprocessor. In ADAMS, it is output as an Euler angle computed as the 1st rotation in the yaw-pitch-roll rotation sequence. | About the zt-axis | (deg)
| YawBrRVxp |  | Tower-top / yaw bearing angular (rotational) roll velocity (absolute) | About the xp-axis | (deg/s)
| YawBrRVyp |  | Tower-top / yaw bearing angular (rotational) pitch velocity (absolute) | About the yp-axis | (deg/s)
| YawBrRVzp |  | Tower-top / yaw bearing angular (rotational) torsion velocity. This output will always be very close to zero for FAST simulation results. Use it for examining tower torsional deflections of ADAMS simulations run using ADAMS datasets created using the FAST-to-ADAMS preprocessor. (absolute) | About the zp-axis | (deg/s)
| YawBrRAxp |  | Tower-top / yaw bearing angular (rotational) roll acceleration (absolute) | About the xp-axis | (deg/s^2)
| YawBrRAyp |  | Tower-top / yaw bearing angular (rotational) pitch acceleration (absolute) | About the yp-axis | (deg/s^2)
| YawBrRAzp |  | Tower-top / yaw bearing angular (rotational) torsion acceleration. This output will always be very close to zero for FAST simulation results. Use it for examining tower torsional deflections of ADAMS simulations run using ADAMS datasets created using the FAST-to-ADAMS preprocessor. (absolute) | About the zp-axis | (deg/s^2)
Local Tower Motions
| TwHt1ALxt |  | Local tower fore-aft (translational) acceleration (absolute) of tower gage 1 | Directed along the local xt-axis | (m/s^2) | NTwGages < 1
| TwHt1ALyt |  | Local tower side-to-side (translational) acceleration (absolute) of tower gage 1 | Directed along the local yt-axis | (m/s^2) | NTwGages < 1
| TwHt1ALzt |  | Local tower axial (translational) acceleration (absolute) of tower gage 1 | Directed along the local zt-axis | (m/s^2) | NTwGages < 1
| TwHt2ALxt |  | Local tower fore-aft (translational) acceleration (absolute) of tower gage 2 | Directed along the local xt-axis | (m/s^2) | NTwGages < 2
| TwHt2ALyt |  | Local tower side-to-side (translational) acceleration (absolute) of tower gage 2 | Directed along the local yt-axis | (m/s^2) | NTwGages < 2
| TwHt2ALzt |  | Local tower axial (translational) acceleration (absolute) of tower gage 2 | Directed along the local zt-axis | (m/s^2) | NTwGages < 2
| TwHt3ALxt |  | Local tower fore-aft (translational) acceleration (absolute) of tower gage 3 | Directed along the local xt-axis | (m/s^2) | NTwGages < 3
| TwHt3ALyt |  | Local tower side-to-side (translational) acceleration (absolute) of tower gage 3 | Directed along the local yt-axis | (m/s^2) | NTwGages < 3
| TwHt3ALzt |  | Local tower axial (translational) acceleration (absolute) of tower gage 3 | Directed along the local zt-axis | (m/s^2) | NTwGages < 3
| TwHt4ALxt |  | Local tower fore-aft (translational) acceleration (absolute) of tower gage 4 | Directed along the local xt-axis | (m/s^2) | NTwGages < 4
| TwHt4ALyt |  | Local tower side-to-side (translational) acceleration (absolute) of tower gage 4 | Directed along the local yt-axis | (m/s^2) | NTwGages < 4
| TwHt4ALzt |  | Local tower axial (translational) acceleration (absolute) of tower gage 4 | Directed along the local zt-axis | (m/s^2) | NTwGages < 4
| TwHt5ALxt |  | Local tower fore-aft (translational) acceleration (absolute) of tower gage 5 | Directed along the local xt-axis | (m/s^2) | NTwGages < 5
| TwHt5ALyt |  | Local tower side-to-side (translational) acceleration (absolute) of tower gage 5 | Directed along the local yt-axis | (m/s^2) | NTwGages < 5
| TwHt5ALzt |  | Local tower axial (translational) acceleration (absolute) of tower gage 5 | Directed along the local zt-axis | (m/s^2) | NTwGages < 5
| TwHt6ALxt |  | Local tower fore-aft (translational) acceleration (absolute) of tower gage 6 | Directed along the local xt-axis | (m/s^2) | NTwGages < 6
| TwHt6ALyt |  | Local tower side-to-side (translational) acceleration (absolute) of tower gage 6 | Directed along the local yt-axis | (m/s^2) | NTwGages < 6
| TwHt6ALzt |  | Local tower axial (translational) acceleration (absolute) of tower gage 6 | Directed along the local zt-axis | (m/s^2) | NTwGages < 6
| TwHt7ALxt |  | Local tower fore-aft (translational) acceleration (absolute) of tower gage 7 | Directed along the local xt-axis | (m/s^2) | NTwGages < 7
| TwHt7ALyt |  | Local tower side-to-side (translational) acceleration (absolute) of tower gage 7 | Directed along the local yt-axis | (m/s^2) | NTwGages < 7
| TwHt7ALzt |  | Local tower axial (translational) acceleration (absolute) of tower gage 7 | Directed along the local zt-axis | (m/s^2) | NTwGages < 7
| TwHt8ALxt |  | Local tower fore-aft (translational) acceleration (absolute) of tower gage 8 | Directed along the local xt-axis | (m/s^2) | NTwGages < 8
| TwHt8ALyt |  | Local tower side-to-side (translational) acceleration (absolute) of tower gage 8 | Directed along the local yt-axis | (m/s^2) | NTwGages < 8
| TwHt8ALzt |  | Local tower axial (translational) acceleration (absolute) of tower gage 8 | Directed along the local zt-axis | (m/s^2) | NTwGages < 8
| TwHt9ALxt |  | Local tower fore-aft (translational) acceleration (absolute) of tower gage 9 | Directed along the local xt-axis | (m/s^2) | NTwGages < 9
| TwHt9ALyt |  | Local tower side-to-side (translational) acceleration (absolute) of tower gage 9 | Directed along the local yt-axis | (m/s^2) | NTwGages < 9
| TwHt9ALzt |  | Local tower axial (translational) acceleration (absolute) of tower gage 9 | Directed along the local zt-axis | (m/s^2) | NTwGages < 9
| TwHt1TDxt |  | Local tower fore-aft (translational) deflection (relative to the undeflected position) of tower gage 1 | Directed along the local xt-axis | (m) | NTwGages < 1
| TwHt1TDyt |  | Local tower side-to-side (translational) deflection (relative to the undeflected position) of tower gage 1 | Directed along the local yt-axis | (m) | NTwGages < 1
| TwHt1TDzt |  | Local tower axial (translational) deflection (relative to the undeflected position) of tower gage 1 | Directed along the local zt-axis | (m) | NTwGages < 1
| TwHt2TDxt |  | Local tower fore-aft (translational) deflection (relative to the undeflected position) of tower gage 2 | Directed along the local xt-axis | (m) | NTwGages < 2
| TwHt2TDyt |  | Local tower side-to-side (translational) deflection (relative to the undeflected position) of tower gage 2 | Directed along the local yt-axis | (m) | NTwGages < 2
| TwHt2TDzt |  | Local tower axial (translational) deflection (relative to the undeflected position) of tower gage 2 | Directed along the local zt-axis | (m) | NTwGages < 2
| TwHt3TDxt |  | Local tower fore-aft (translational) deflection (relative to the undeflected position) of tower gage 3 | Directed along the local xt-axis | (m) | NTwGages < 3
| TwHt3TDyt |  | Local tower side-to-side (translational) deflection (relative to the undeflected position) of tower gage 3 | Directed along the local yt-axis | (m) | NTwGages < 3
| TwHt3TDzt |  | Local tower axial (translational) deflection (relative to the undeflected position) of tower gage 3 | Directed along the local zt-axis | (m) | NTwGages < 3
| TwHt4TDxt |  | Local tower fore-aft (translational) deflection (relative to the undeflected position) of tower gage 4 | Directed along the local xt-axis | (m) | NTwGages < 4
| TwHt4TDyt |  | Local tower side-to-side (translational) deflection (relative to the undeflected position) of tower gage 4 | Directed along the local yt-axis | (m) | NTwGages < 4
| TwHt4TDzt |  | Local tower axial (translational) deflection (relative to the undeflected position) of tower gage 4 | Directed along the local zt-axis | (m) | NTwGages < 4
| TwHt5TDxt |  | Local tower fore-aft (translational) deflection (relative to the undeflected position) of tower gage 5 | Directed along the local xt-axis | (m) | NTwGages < 5
| TwHt5TDyt |  | Local tower side-to-side (translational) deflection (relative to the undeflected position) of tower gage 5 | Directed along the local yt-axis | (m) | NTwGages < 5
| TwHt5TDzt |  | Local tower axial (translational) deflection (relative to the undeflected position) of tower gage 5 | Directed along the local zt-axis | (m) | NTwGages < 5
| TwHt6TDxt |  | Local tower fore-aft (translational) deflection (relative to the undeflected position) of tower gage 6 | Directed along the local xt-axis | (m) | NTwGages < 6
| TwHt6TDyt |  | Local tower side-to-side (translational) deflection (relative to the undeflected position) of tower gage 6 | Directed along the local yt-axis | (m) | NTwGages < 6
| TwHt6TDzt |  | Local tower axial (translational) deflection (relative to the undeflected position) of tower gage 6 | Directed along the local zt-axis | (m) | NTwGages < 6
| TwHt7TDxt |  | Local tower fore-aft (translational) deflection (relative to the undeflected position) of tower gage 7 | Directed along the local xt-axis | (m) | NTwGages < 7
| TwHt7TDyt |  | Local tower side-to-side (translational) deflection (relative to the undeflected position) of tower gage 7 | Directed along the local yt-axis | (m) | NTwGages < 7
| TwHt7TDzt |  | Local tower axial (translational) deflection (relative to the undeflected position) of tower gage 7 | Directed along the local zt-axis | (m) | NTwGages < 7
| TwHt8TDxt |  | Local tower fore-aft (translational) deflection (relative to the undeflected position) of tower gage 8 | Directed along the local xt-axis | (m) | NTwGages < 8
| TwHt8TDyt |  | Local tower side-to-side (translational) deflection (relative to the undeflected position) of tower gage 8 | Directed along the local yt-axis | (m) | NTwGages < 8
| TwHt8TDzt |  | Local tower axial (translational) deflection (relative to the undeflected position) of tower gage 8 | Directed along the local zt-axis | (m) | NTwGages < 8
| TwHt9TDxt |  | Local tower fore-aft (translational) deflection (relative to the undeflected position) of tower gage 9 | Directed along the local xt-axis | (m) | NTwGages < 9
| TwHt9TDyt |  | Local tower side-to-side (translational) deflection (relative to the undeflected position) of tower gage 9 | Directed along the local yt-axis | (m) | NTwGages < 9
| TwHt9TDzt |  | Local tower axial (translational) deflection (relative to the undeflected position) of tower gage 9 | Directed along the local zt-axis | (m) | NTwGages < 9
| TwHt1RDxt |  | Local tower angular (rotational) roll deflection (relative to the undeflected position) of tower gage 1. In ADAMS, it is output as an Euler angle computed as the 3rd rotation in the yaw-pitch-roll rotation sequence. It is not output as an Euler angle in FAST, which assumes small tower deflections, so that the rotation sequence does not matter. | About the local xt-axis | (deg) | NTwGages < 1
| TwHt1RDyt |  | Local tower angular (rotational) pitch deflection (relative to the undeflected position) of tower gage 1. In ADAMS, it is output as an Euler angle computed as the 2nd rotation in the yaw-pitch-roll rotation sequence. It is not output as an Euler angle in FAST, which assumes small tower deflections, so that the rotation sequence does not matter. | About the local yt-axis | (deg) | NTwGages < 1
| TwHt1RDzt |  | Local tower angular (rotational) torsion deflection (relative to the undeflected position) of tower gage 1. This output will always be zero for FAST simulation results. Use it for examining tower torsional deflections of ADAMS simulations run using ADAMS datasets created using the FAST-to-ADAMS preprocessor. In ADAMS, it is output as an Euler angle computed as the 1st rotation in the yaw-pitch-roll rotation sequence. | About the local zt-axis | (deg) | NTwGages < 1
| TwHt2RDxt |  | Local tower angular (rotational) roll deflection (relative to the undeflected position) of tower gage 2. In ADAMS, it is output as an Euler angle computed as the 3rd rotation in the yaw-pitch-roll rotation sequence. It is not output as an Euler angle in FAST, which assumes small tower deflections, so that the rotation sequence does not matter. | About the local xt-axis | (deg) | NTwGages < 2
| TwHt2RDyt |  | Local tower angular (rotational) pitch deflection (relative to the undeflected position) of tower gage 2. In ADAMS, it is output as an Euler angle computed as the 2nd rotation in the yaw-pitch-roll rotation sequence. It is not output as an Euler angle in FAST, which assumes small tower deflections, so that the rotation sequence does not matter. | About the local yt-axis | (deg) | NTwGages < 2
| TwHt2RDzt |  | Local tower angular (rotational) torsion deflection (relative to the undeflected position) of tower gage 2. This output will always be zero for FAST simulation results. Use it for examining tower torsional deflections of ADAMS simulations run using ADAMS datasets created using the FAST-to-ADAMS preprocessor. In ADAMS, it is output as an Euler angle computed as the 1st rotation in the yaw-pitch-roll rotation sequence. | About the local zt-axis | (deg) | NTwGages < 2
| TwHt3RDxt |  | Local tower angular (rotational) roll deflection (relative to the undeflected position) of tower gage 3. In ADAMS, it is output as an Euler angle computed as the 3rd rotation in the yaw-pitch-roll rotation sequence. It is not output as an Euler angle in FAST, which assumes small tower deflections, so that the rotation sequence does not matter. | About the local xt-axis | (deg) | NTwGages < 3
| TwHt3RDyt |  | Local tower angular (rotational) pitch deflection (relative to the undeflected position) of tower gage 3. In ADAMS, it is output as an Euler angle computed as the 2nd rotation in the yaw-pitch-roll rotation sequence. It is not output as an Euler angle in FAST, which assumes small tower deflections, so that the rotation sequence does not matter. | About the local yt-axis | (deg) | NTwGages < 3
| TwHt3RDzt |  | Local tower angular (rotational) torsion deflection (relative to the undeflected position) of tower gage 3. This output will always be zero for FAST simulation results. Use it for examining tower torsional deflections of ADAMS simulations run using ADAMS datasets created using the FAST-to-ADAMS preprocessor. In ADAMS, it is output as an Euler angle computed as the 1st rotation in the yaw-pitch-roll rotation sequence. | About the local zt-axis | (deg) | NTwGages < 3
| TwHt4RDxt |  | Local tower angular (rotational) roll deflection (relative to the undeflected position) of tower gage 4. In ADAMS, it is output as an Euler angle computed as the 3rd rotation in the yaw-pitch-roll rotation sequence. It is not output as an Euler angle in FAST, which assumes small tower deflections, so that the rotation sequence does not matter. | About the local xt-axis | (deg) | NTwGages < 4
| TwHt4RDyt |  | Local tower angular (rotational) pitch deflection (relative to the undeflected position) of tower gage 4. In ADAMS, it is output as an Euler angle computed as the 2nd rotation in the yaw-pitch-roll rotation sequence. It is not output as an Euler angle in FAST, which assumes small tower deflections, so that the rotation sequence does not matter. | About the local yt-axis | (deg) | NTwGages < 4
| TwHt4RDzt |  | Local tower angular (rotational) torsion deflection (relative to the undeflected position) of tower gage 4. This output will always be zero for FAST simulation results. Use it for examining tower torsional deflections of ADAMS simulations run using ADAMS datasets created using the FAST-to-ADAMS preprocessor. In ADAMS, it is output as an Euler angle computed as the 1st rotation in the yaw-pitch-roll rotation sequence. | About the local zt-axis | (deg) | NTwGages < 4
| TwHt5RDxt |  | Local tower angular (rotational) roll deflection (relative to the undeflected position) of tower gage 5. In ADAMS, it is output as an Euler angle computed as the 3rd rotation in the yaw-pitch-roll rotation sequence. It is not output as an Euler angle in FAST, which assumes small tower deflections, so that the rotation sequence does not matter. | About the local xt-axis | (deg) | NTwGages < 5
| TwHt5RDyt |  | Local tower angular (rotational) pitch deflection (relative to the undeflected position) of tower gage 5. In ADAMS, it is output as an Euler angle computed as the 2nd rotation in the yaw-pitch-roll rotation sequence. It is not output as an Euler angle in FAST, which assumes small tower deflections, so that the rotation sequence does not matter. | About the local yt-axis | (deg) | NTwGages < 5
| TwHt5RDzt |  | Local tower angular (rotational) torsion deflection (relative to the undeflected position) of tower gage 5. This output will always be zero for FAST simulation results. Use it for examining tower torsional deflections of ADAMS simulations run using ADAMS datasets created using the FAST-to-ADAMS preprocessor. In ADAMS, it is output as an Euler angle computed as the 1st rotation in the yaw-pitch-roll rotation sequence. | About the local zt-axis | (deg) | NTwGages < 5
| TwHt6RDxt |  | Local tower angular (rotational) roll deflection (relative to the undeflected position) of tower gage 6. In ADAMS, it is output as an Euler angle computed as the 3rd rotation in the yaw-pitch-roll rotation sequence. It is not output as an Euler angle in FAST, which assumes small tower deflections, so that the rotation sequence does not matter. | About the local xt-axis | (deg) | NTwGages < 6
| TwHt6RDyt |  | Local tower angular (rotational) pitch deflection (relative to the undeflected position) of tower gage 6. In ADAMS, it is output as an Euler angle computed as the 2nd rotation in the yaw-pitch-roll rotation sequence. It is not output as an Euler angle in FAST, which assumes small tower deflections, so that the rotation sequence does not matter. | About the local yt-axis | (deg) | NTwGages < 6
| TwHt6RDzt |  | Local tower angular (rotational) torsion deflection (relative to the undeflected position) of tower gage 6. This output will always be zero for FAST simulation results. Use it for examining tower torsional deflections of ADAMS simulations run using ADAMS datasets created using the FAST-to-ADAMS preprocessor. In ADAMS, it is output as an Euler angle computed as the 1st rotation in the yaw-pitch-roll rotation sequence. | About the local zt-axis | (deg) | NTwGages < 6
| TwHt7RDxt |  | Local tower angular (rotational) roll deflection (relative to the undeflected position) of tower gage 7. In ADAMS, it is output as an Euler angle computed as the 3rd rotation in the yaw-pitch-roll rotation sequence. It is not output as an Euler angle in FAST, which assumes small tower deflections, so that the rotation sequence does not matter. | About the local xt-axis | (deg) | NTwGages < 7
| TwHt7RDyt |  | Local tower angular (rotational) pitch deflection (relative to the undeflected position) of tower gage 7. In ADAMS, it is output as an Euler angle computed as the 2nd rotation in the yaw-pitch-roll rotation sequence. It is not output as an Euler angle in FAST, which assumes small tower deflections, so that the rotation sequence does not matter. | About the local yt-axis | (deg) | NTwGages < 7
| TwHt7RDzt |  | Local tower angular (rotational) torsion deflection (relative to the undeflected position) of tower gage 7. This output will always be zero for FAST simulation results. Use it for examining tower torsional deflections of ADAMS simulations run using ADAMS datasets created using the FAST-to-ADAMS preprocessor. In ADAMS, it is output as an Euler angle computed as the 1st rotation in the yaw-pitch-roll rotation sequence. | About the local zt-axis | (deg) | NTwGages < 7
| TwHt8RDxt |  | Local tower angular (rotational) roll deflection (relative to the undeflected position) of tower gage 8. In ADAMS, it is output as an Euler angle computed as the 3rd rotation in the yaw-pitch-roll rotation sequence. It is not output as an Euler angle in FAST, which assumes small tower deflections, so that the rotation sequence does not matter. | About the local xt-axis | (deg) | NTwGages < 8
| TwHt8RDyt |  | Local tower angular (rotational) pitch deflection (relative to the undeflected position) of tower gage 8. In ADAMS, it is output as an Euler angle computed as the 2nd rotation in the yaw-pitch-roll rotation sequence. It is not output as an Euler angle in FAST, which assumes small tower deflections, so that the rotation sequence does not matter. | About the local yt-axis | (deg) | NTwGages < 8
| TwHt8RDzt |  | Local tower angular (rotational) torsion deflection (relative to the undeflected position) of tower gage 8. This output will always be zero for FAST simulation results. Use it for examining tower torsional deflections of ADAMS simulations run using ADAMS datasets created using the FAST-to-ADAMS preprocessor. In ADAMS, it is output as an Euler angle computed as the 1st rotation in the yaw-pitch-roll rotation sequence. | About the local zt-axis | (deg) | NTwGages < 8
| TwHt9RDxt |  | Local tower angular (rotational) roll deflection (relative to the undeflected position) of tower gage 9. In ADAMS, it is output as an Euler angle computed as the 3rd rotation in the yaw-pitch-roll rotation sequence. It is not output as an Euler angle in FAST, which assumes small tower deflections, so that the rotation sequence does not matter. | About the local xt-axis | (deg) | NTwGages < 9
| TwHt9RDyt |  | Local tower angular (rotational) pitch deflection (relative to the undeflected position) of tower gage 9. In ADAMS, it is output as an Euler angle computed as the 2nd rotation in the yaw-pitch-roll rotation sequence. It is not output as an Euler angle in FAST, which assumes small tower deflections, so that the rotation sequence does not matter. | About the local yt-axis | (deg) | NTwGages < 9
| TwHt9RDzt |  | Local tower angular (rotational) torsion deflection (relative to the undeflected position) of tower gage 9. This output will always be zero for FAST simulation results. Use it for examining tower torsional deflections of ADAMS simulations run using ADAMS datasets created using the FAST-to-ADAMS preprocessor. In ADAMS, it is output as an Euler angle computed as the 1st rotation in the yaw-pitch-roll rotation sequence. | About the local zt-axis | (deg) | NTwGages < 9
| TwHt1TPxi |  | xi-component of the translational position (relative to the inertia frame) of tower gage 1 | Directed along the local xi-axis | (m) | NTwGages < 1
| TwHt1TPyi |  | yi-component of the translational position (relative to the inertia frame) of tower gage 1 | Directed along the local yi-axis | (m) | NTwGages < 1
| TwHt1TPzi |  | zi-component of the translational position (relative to ground level [onshore] or MSL [offshore]) of tower gage 1 | Directed along the local zi-axis | (m) | NTwGages < 1
| TwHt2TPxi |  | xi-component of the translational position (relative to the inertia frame) of tower gage 2 | Directed along the local xi-axis | (m) | NTwGages < 2
| TwHt2TPyi |  | yi-component of the translational position (relative to the inertia frame) of tower gage 2 | Directed along the local yi-axis | (m) | NTwGages < 2
| TwHt2TPzi |  | zi-component of the translational position (relative to ground level [onshore] or MSL [offshore]) of tower gage 2 | Directed along the local zi-axis | (m) | NTwGages < 2
| TwHt3TPxi |  | xi-component of the translational position (relative to the inertia frame) of tower gage 3 | Directed along the local xi-axis | (m) | NTwGages < 3
| TwHt3TPyi |  | yi-component of the translational position (relative to the inertia frame) of tower gage 3 | Directed along the local yi-axis | (m) | NTwGages < 3
| TwHt3TPzi |  | zi-component of the translational position (relative to ground level [onshore] or MSL [offshore]) of tower gage 3 | Directed along the local zi-axis | (m) | NTwGages < 3
| TwHt4TPxi |  | xi-component of the translational position (relative to the inertia frame) of tower gage 4 | Directed along the local xi-axis | (m) | NTwGages < 4
| TwHt4TPyi |  | yi-component of the translational position (relative to the inertia frame) of tower gage 4 | Directed along the local yi-axis | (m) | NTwGages < 4
| TwHt4TPzi |  | zi-component of the translational position (relative to ground level [onshore] or MSL [offshore]) of tower gage 4 | Directed along the local zi-axis | (m) | NTwGages < 4
| TwHt5TPxi |  | xi-component of the translational position (relative to the inertia frame) of tower gage 5 | Directed along the local xi-axis | (m) | NTwGages < 5
| TwHt5TPyi |  | yi-component of the translational position (relative to the inertia frame) of tower gage 5 | Directed along the local yi-axis | (m) | NTwGages < 5
| TwHt5TPzi |  | zi-component of the translational position (relative to ground level [onshore] or MSL [offshore]) of tower gage 5 | Directed along the local zi-axis | (m) | NTwGages < 5
| TwHt6TPxi |  | xi-component of the translational position (relative to the inertia frame) of tower gage 6 | Directed along the local xi-axis | (m) | NTwGages < 6
| TwHt6TPyi |  | yi-component of the translational position (relative to the inertia frame) of tower gage 6 | Directed along the local yi-axis | (m) | NTwGages < 6
| TwHt6TPzi |  | zi-component of the translational position (relative to ground level [onshore] or MSL [offshore]) of tower gage 6 | Directed along the local zi-axis | (m) | NTwGages < 6
| TwHt7TPxi |  | xi-component of the translational position (relative to the inertia frame) of tower gage 7 | Directed along the local xi-axis | (m) | NTwGages < 7
| TwHt7TPyi |  | yi-component of the translational position (relative to the inertia frame) of tower gage 7 | Directed along the local yi-axis | (m) | NTwGages < 7
| TwHt7TPzi |  | zi-component of the translational position (relative to ground level [onshore] or MSL [offshore]) of tower gage 7 | Directed along the local zi-axis | (m) | NTwGages < 7
| TwHt8TPxi |  | xi-component of the translational position (relative to the inertia frame) of tower gage 8 | Directed along the local xi-axis | (m) | NTwGages < 8
| TwHt8TPyi |  | yi-component of the translational position (relative to the inertia frame) of tower gage 8 | Directed along the local yi-axis | (m) | NTwGages < 8
| TwHt8TPzi |  | zi-component of the translational position (relative to ground level [onshore] or MSL [offshore]) of tower gage 8 | Directed along the local zi-axis | (m) | NTwGages < 8
| TwHt9TPxi |  | xi-component of the translational position (relative to the inertia frame) of tower gage 9 | Directed along the local xi-axis | (m) | NTwGages < 9
| TwHt9TPyi |  | yi-component of the translational position (relative to the inertia frame) of tower gage 9 | Directed along the local yi-axis | (m) | NTwGages < 9
| TwHt9TPzi |  | zi-component of the translational position (relative to ground level [onshore] or MSL [offshore]) of tower gage 9 | Directed along the local zi-axis | (m) | NTwGages < 9
| TwHt1RPxi |  | xi-component of the rotational position (relative to the inertia frame) of tower gage 1. In ADAMS, it is output as an Euler angle computed as the 3rd rotation in the yaw-pitch-roll rotation sequence. It is not output as an Euler angle in FAST, which assumes small tower and platform rotational deflections, so that the rotation sequence does not matter. | About the local xi-axis | (deg) | NTwGages < 1
| TwHt1RPyi |  | yi-component of the rotational position (relative to the inertia frame) of tower gage 1. In ADAMS, it is output as an Euler angle computed as the 2nd rotation in the yaw-pitch-roll rotation sequence. It is not output as an Euler angle in FAST, which assumes small tower and platform rotational deflections, so that the rotation sequence does not matter. | About the local yi-axis | (deg) | NTwGages < 1
| TwHt1RPzi |  | zi-component of the rotational position (relative to the inertia frame) of tower gage 1. In ADAMS, it is output as an Euler angle computed as the 1st rotation in the yaw-pitch-roll rotation sequence. It is not output as an Euler angle in FAST, which assumes small tower and platform rotational deflections, so that the rotation sequence does not matter. | About the local zi-axis | (deg) | NTwGages < 1
| TwHt2RPxi |  | xi-component of the rotational position (relative to the inertia frame) of tower gage 2. In ADAMS, it is output as an Euler angle computed as the 3rd rotation in the yaw-pitch-roll rotation sequence. It is not output as an Euler angle in FAST, which assumes small tower and platform rotational deflections, so that the rotation sequence does not matter. | About the local xi-axis | (deg) | NTwGages < 2
| TwHt2RPyi |  | yi-component of the rotational position (relative to the inertia frame) of tower gage 2. In ADAMS, it is output as an Euler angle computed as the 2nd rotation in the yaw-pitch-roll rotation sequence. It is not output as an Euler angle in FAST, which assumes small tower and platform rotational deflections, so that the rotation sequence does not matter. | About the local yi-axis | (deg) | NTwGages < 2
| TwHt2RPzi |  | zi-component of the rotational position (relative to the inertia frame) of tower gage 2. In ADAMS, it is output as an Euler angle computed as the 1st rotation in the yaw-pitch-roll rotation sequence. It is not output as an Euler angle in FAST, which assumes small tower and platform rotational deflections, so that the rotation sequence does not matter. | About the local zi-axis | (deg) | NTwGages < 2
| TwHt3RPxi |  | xi-component of the rotational position (relative to the inertia frame) of tower gage 3. In ADAMS, it is output as an Euler angle computed as the 3rd rotation in the yaw-pitch-roll rotation sequence. It is not output as an Euler angle in FAST, which assumes small tower and platform rotational deflections, so that the rotation sequence does not matter. | About the local xi-axis | (deg) | NTwGages < 3
| TwHt3RPyi |  | yi-component of the rotational position (relative to the inertia frame) of tower gage 3. In ADAMS, it is output as an Euler angle computed as the 2nd rotation in the yaw-pitch-roll rotation sequence. It is not output as an Euler angle in FAST, which assumes small tower and platform rotational deflections, so that the rotation sequence does not matter. | About the local yi-axis | (deg) | NTwGages < 3
| TwHt3RPzi |  | zi-component of the rotational position (relative to the inertia frame) of tower gage 3. In ADAMS, it is output as an Euler angle computed as the 1st rotation in the yaw-pitch-roll rotation sequence. It is not output as an Euler angle in FAST, which assumes small tower and platform rotational deflections, so that the rotation sequence does not matter. | About the local zi-axis | (deg) | NTwGages < 3
| TwHt4RPxi |  | xi-component of the rotational position (relative to the inertia frame) of tower gage 4. In ADAMS, it is output as an Euler angle computed as the 3rd rotation in the yaw-pitch-roll rotation sequence. It is not output as an Euler angle in FAST, which assumes small tower and platform rotational deflections, so that the rotation sequence does not matter. | About the local xi-axis | (deg) | NTwGages < 4
| TwHt4RPyi |  | yi-component of the rotational position (relative to the inertia frame) of tower gage 4. In ADAMS, it is output as an Euler angle computed as the 2nd rotation in the yaw-pitch-roll rotation sequence. It is not output as an Euler angle in FAST, which assumes small tower and platform rotational deflections, so that the rotation sequence does not matter. | About the local yi-axis | (deg) | NTwGages < 4
| TwHt4RPzi |  | zi-component of the rotational position (relative to the inertia frame) of tower gage 4. In ADAMS, it is output as an Euler angle computed as the 1st rotation in the yaw-pitch-roll rotation sequence. It is not output as an Euler angle in FAST, which assumes small tower and platform rotational deflections, so that the rotation sequence does not matter. | About the local zi-axis | (deg) | NTwGages < 4
| TwHt5RPxi |  | xi-component of the rotational position (relative to the inertia frame) of tower gage 5. In ADAMS, it is output as an Euler angle computed as the 3rd rotation in the yaw-pitch-roll rotation sequence. It is not output as an Euler angle in FAST, which assumes small tower and platform rotational deflections, so that the rotation sequence does not matter. | About the local xi-axis | (deg) | NTwGages < 5
| TwHt5RPyi |  | yi-component of the rotational position (relative to the inertia frame) of tower gage 5. In ADAMS, it is output as an Euler angle computed as the 2nd rotation in the yaw-pitch-roll rotation sequence. It is not output as an Euler angle in FAST, which assumes small tower and platform rotational deflections, so that the rotation sequence does not matter. | About the local yi-axis | (deg) | NTwGages < 5
| TwHt5RPzi |  | zi-component of the rotational position (relative to the inertia frame) of tower gage 5. In ADAMS, it is output as an Euler angle computed as the 1st rotation in the yaw-pitch-roll rotation sequence. It is not output as an Euler angle in FAST, which assumes small tower and platform rotational deflections, so that the rotation sequence does not matter. | About the local zi-axis | (deg) | NTwGages < 5
| TwHt6RPxi |  | xi-component of the rotational position (relative to the inertia frame) of tower gage 6. In ADAMS, it is output as an Euler angle computed as the 3rd rotation in the yaw-pitch-roll rotation sequence. It is not output as an Euler angle in FAST, which assumes small tower and platform rotational deflections, so that the rotation sequence does not matter. | About the local xi-axis | (deg) | NTwGages < 6
| TwHt6RPyi |  | yi-component of the rotational position (relative to the inertia frame) of tower gage 6. In ADAMS, it is output as an Euler angle computed as the 2nd rotation in the yaw-pitch-roll rotation sequence. It is not output as an Euler angle in FAST, which assumes small tower and platform rotational deflections, so that the rotation sequence does not matter. | About the local yi-axis | (deg) | NTwGages < 6
| TwHt6RPzi |  | zi-component of the rotational position (relative to the inertia frame) of tower gage 6. In ADAMS, it is output as an Euler angle computed as the 1st rotation in the yaw-pitch-roll rotation sequence. It is not output as an Euler angle in FAST, which assumes small tower and platform rotational deflections, so that the rotation sequence does not matter. | About the local zi-axis | (deg) | NTwGages < 6
| TwHt7RPxi |  | xi-component of the rotational position (relative to the inertia frame) of tower gage 7. In ADAMS, it is output as an Euler angle computed as the 3rd rotation in the yaw-pitch-roll rotation sequence. It is not output as an Euler angle in FAST, which assumes small tower and platform rotational deflections, so that the rotation sequence does not matter. | About the local xi-axis | (deg) | NTwGages < 7
| TwHt7RPyi |  | yi-component of the rotational position (relative to the inertia frame) of tower gage 7. In ADAMS, it is output as an Euler angle computed as the 2nd rotation in the yaw-pitch-roll rotation sequence. It is not output as an Euler angle in FAST, which assumes small tower and platform rotational deflections, so that the rotation sequence does not matter. | About the local yi-axis | (deg) | NTwGages < 7
| TwHt7RPzi |  | zi-component of the rotational position (relative to the inertia frame) of tower gage 7. In ADAMS, it is output as an Euler angle computed as the 1st rotation in the yaw-pitch-roll rotation sequence. It is not output as an Euler angle in FAST, which assumes small tower and platform rotational deflections, so that the rotation sequence does not matter. | About the local zi-axis | (deg) | NTwGages < 7
| TwHt8RPxi |  | xi-component of the rotational position (relative to the inertia frame) of tower gage 8. In ADAMS, it is output as an Euler angle computed as the 3rd rotation in the yaw-pitch-roll rotation sequence. It is not output as an Euler angle in FAST, which assumes small tower and platform rotational deflections, so that the rotation sequence does not matter. | About the local xi-axis | (deg) | NTwGages < 8
| TwHt8RPyi |  | yi-component of the rotational position (relative to the inertia frame) of tower gage 8. In ADAMS, it is output as an Euler angle computed as the 2nd rotation in the yaw-pitch-roll rotation sequence. It is not output as an Euler angle in FAST, which assumes small tower and platform rotational deflections, so that the rotation sequence does not matter. | About the local yi-axis | (deg) | NTwGages < 8
| TwHt8RPzi |  | zi-component of the rotational position (relative to the inertia frame) of tower gage 8. In ADAMS, it is output as an Euler angle computed as the 1st rotation in the yaw-pitch-roll rotation sequence. It is not output as an Euler angle in FAST, which assumes small tower and platform rotational deflections, so that the rotation sequence does not matter. | About the local zi-axis | (deg) | NTwGages < 8
| TwHt9RPxi |  | xi-component of the rotational position (relative to the inertia frame) of tower gage 9. In ADAMS, it is output as an Euler angle computed as the 3rd rotation in the yaw-pitch-roll rotation sequence. It is not output as an Euler angle in FAST, which assumes small tower and platform rotational deflections, so that the rotation sequence does not matter. | About the local xi-axis | (deg) | NTwGages < 9
| TwHt9RPyi |  | yi-component of the rotational position (relative to the inertia frame) of tower gage 9. In ADAMS, it is output as an Euler angle computed as the 2nd rotation in the yaw-pitch-roll rotation sequence. It is not output as an Euler angle in FAST, which assumes small tower and platform rotational deflections, so that the rotation sequence does not matter. | About the local yi-axis | (deg) | NTwGages < 9
| TwHt9RPzi |  | zi-component of the rotational position (relative to the inertia frame) of tower gage 9. In ADAMS, it is output as an Euler angle computed as the 1st rotation in the yaw-pitch-roll rotation sequence. It is not output as an Euler angle in FAST, which assumes small tower and platform rotational deflections, so that the rotation sequence does not matter. | About the local zi-axis | (deg) | NTwGages < 9
Platform Motions
| PtfmTDxt |  | Platform horizontal surge (translational) displacement | Directed along the xt-axis | (m)
| PtfmTDyt |  | Platform horizontal sway (translational) displacement | Directed along the yt-axis | (m)
| PtfmTDzt |  | Platform vertical heave (translational) displacement | Directed along the zt-axis | (m)
| PtfmTDxi | PtfmSurge | Platform horizontal surge (translational) displacement | Directed along the xi-axis | (m)
| PtfmTDyi | PtfmSway | Platform horizontal sway (translational) displacement | Directed along the yi-axis | (m)
| PtfmTDzi | PtfmHeave | Platform vertical heave (translational) displacement | Directed along the zi-axis | (m)
| PtfmTVxt |  | Platform horizontal surge (translational) velocity | Directed along the xt-axis | (m/s)
| PtfmTVyt |  | Platform horizontal sway (translational) velocity | Directed along the yt-axis | (m/s)
| PtfmTVzt |  | Platform vertical heave (translational) velocity | Directed along the zt-axis | (m/s)
| PtfmTVxi |  | Platform horizontal surge (translational) velocity | Directed along the xi-axis | (m/s)
| PtfmTVyi |  | Platform horizontal sway (translational) velocity | Directed along the yi-axis | (m/s)
| PtfmTVzi |  | Platform vertical heave (translational) velocity | Directed along the zi-axis | (m/s)
| PtfmTAxt |  | Platform horizontal surge (translational) acceleration | Directed along the xt-axis | (m/s^2)
| PtfmTAyt |  | Platform horizontal sway (translational) acceleration | Directed along the yt-axis | (m/s^2)
| PtfmTAzt |  | Platform vertical heave (translational) acceleration | Directed along the zt-axis | (m/s^2)
| PtfmTAxi |  | Platform horizontal surge (translational) acceleration | Directed along the xi-axis | (m/s^2)
| PtfmTAyi |  | Platform horizontal sway (translational) acceleration | Directed along the yi-axis | (m/s^2)
| PtfmTAzi |  | Platform vertical heave (translational) acceleration | Directed along the zi-axis | (m/s^2)
| PtfmRDxi | PtfmRoll | Platform roll tilt angular (rotational) displacement. In ADAMS, it is output as an Euler angle computed as the 3rd rotation in the yaw-pitch-roll rotation sequence. It is not output as an Euler angle in FAST, which assumes small rotational platform displacements, so that the rotation sequence does not matter. | About the xi-axis | (deg)
| PtfmRDyi | PtfmPitch | Platform pitch tilt angular (rotational) displacement. In ADAMS, it is output as an Euler angle computed as the 2nd rotation in the yaw-pitch-roll rotation sequence. It is not output as an Euler angle in FAST, which assumes small rotational platform displacements, so that the rotation sequence does not matter. | About the yi-axis | (deg)
| PtfmRDzi | PtfmYaw | Platform yaw angular (rotational) displacement. In ADAMS, it is output as an Euler angle computed as the 1st rotation in the yaw-pitch-roll rotation sequence. It is not output as an Euler angle in FAST, which assumes small rotational platform displacements, so that the rotation sequence does not matter. | About the zi-axis | (deg)
| PtfmRVxt |  | Platform roll tilt angular (rotational) velocity | About the xt-axis | (deg/s)
| PtfmRVyt |  | Platform pitch tilt angular (rotational) velocity | About the yt-axis | (deg/s)
| PtfmRVzt |  | Platform yaw angular (rotational) velocity | About the zt-axis | (deg/s)
| PtfmRVxi |  | Platform roll tilt angular (rotational) velocity | About the xi-axis | (deg/s)
| PtfmRVyi |  | Platform pitch tilt angular (rotational) velocity | About the yi-axis | (deg/s)
| PtfmRVzi |  | Platform yaw angular (rotational) velocity | About the zi-axis | (deg/s)
| PtfmRAxt |  | Platform roll tilt angular (rotational) acceleration | About the xt-axis | (deg/s^2)
| PtfmRAyt |  | Platform pitch tilt angular (rotational) acceleration | About the yt-axis | (deg/s^2)
| PtfmRAzt |  | Platform yaw angular (rotational) acceleration | About the zt-axis | (deg/s^2)
| PtfmRAxi |  | Platform roll tilt angular (rotational) acceleration | About the xi-axis | (deg/s^2)
| PtfmRAyi |  | Platform pitch tilt angular (rotational) acceleration | About the yi-axis | (deg/s^2)
| PtfmRAzi |  | Platform yaw angular (rotational) acceleration | About the zi-axis | (deg/s^2)
Blade 1 Root Loads
| RootFxc1 |  | Blade 1 out-of-plane shear force at the blade root | Directed along the xc1-axis | (kN)
| RootFyc1 |  | Blade 1 in-plane shear force at the blade root | Directed along the yc1-axis | (kN)
| RootFzc1 | RootFzb1 | Blade 1 axial force at the blade root | Directed along the zc1- and zb1-axes | (kN)
| RootFxb1 |  | Blade 1 flapwise shear force at the blade root | Directed along the xb1-axis | (kN)
| RootFyb1 |  | Blade 1 edgewise shear force at the blade root | Directed along the yb1-axis | (kN)
| RootMxc1 | RootMIP1 | Blade 1 in-plane moment (i.e., the moment caused by in-plane forces) at the blade root | About the xc1-axis | (kN-m)
| RootMyc1 | RootMOoP1 | Blade 1 out-of-plane moment (i.e., the moment caused by out-of-plane forces) at the blade root | About the yc1-axis | (kN-m)
| RootMzc1 | RootMzb1 | Blade 1 pitching moment at the blade root | About the zc1- and zb1-axes | (kN-m)
| RootMxb1 | RootMEdg1 | Blade 1 edgewise moment (i.e., the moment caused by edgewise forces) at the blade root | About the xb1-axis | (kN-m)
| RootMyb1 | RootMFlp1 | Blade 1 flapwise moment (i.e., the moment caused by flapwise forces) at the blade root | About the yb1-axis | (kN-m)
Blade 2 Root Loads
| RootFxc2 |  | Blade 2 out-of-plane shear force at the blade root | Directed along the xc2-axis | (kN)
| RootFyc2 |  | Blade 2 in-plane shear force at the blade root | Directed along the yc2-axis | (kN)
| RootFzc2 | RootFzb2 | Blade 2 axial force at the blade root | Directed along the zc2- and zb2-axes | (kN)
| RootFxb2 |  | Blade 2 flapwise shear force at the blade root | Directed along the xb2-axis | (kN)
| RootFyb2 |  | Blade 2 edgewise shear force at the blade root | Directed along the yb2-axis | (kN)
| RootMxc2 | RootMIP2 | Blade 2 in-plane moment (i.e., the moment caused by in-plane forces) at the blade root | About the xc2-axis | (kN-m)
| RootMyc2 | RootMOoP2 | Blade 2 out-of-plane moment (i.e., the moment caused by out-of-plane forces) at the blade root | About the yc2-axis | (kN-m)
| RootMzc2 | RootMzb2 | Blade 2 pitching moment at the blade root | About the zc2- and zb2-axes | (kN-m)
| RootMxb2 | RootMEdg2 | Blade 2 edgewise moment (i.e., the moment caused by edgewise forces) at the blade root | About the xb2-axis | (kN-m)
| RootMyb2 | RootMFlp2 | Blade 2 flapwise moment (i.e., the moment caused by flapwise forces) at the blade root | About the yb2-axis | (kN-m)
Blade 3 Root Loads
| RootFxc3 |  | Blade 3 out-of-plane shear force at the blade root | Directed along the xc3-axis | (kN) | NumBl < 3
| RootFyc3 |  | Blade 3 in-plane shear force at the blade root | Directed along the yc3-axis | (kN) | NumBl < 3
| RootFzc3 | RootFzb3 | Blade 3 axial force at the blade root | Directed along the zc3- and zb3-axes | (kN) | NumBl < 3
| RootFxb3 |  | Blade 3 flapwise shear force at the blade root | Directed along the xb3-axis | (kN) | NumBl < 3
| RootFyb3 |  | Blade 3 edgewise shear force at the blade root | Directed along the yb3-axis | (kN) | NumBl < 3
| RootMxc3 | RootMIP3 | Blade 3 in-plane moment (i.e., the moment caused by in-plane forces) at the blade root | About the xc3-axis | (kN-m) | NumBl < 3
| RootMyc3 | RootMOoP3 | Blade 3 out-of-plane moment (i.e., the moment caused by out-of-plane forces) at the blade root | About the yc3-axis | (kN-m) | NumBl < 3
| RootMzc3 | RootMzb3 | Blade 3 pitching moment at the blade root | About the zc3- and zb3-axes | (kN-m) | NumBl < 3
| RootMxb3 | RootMEdg3 | Blade 3 edgewise moment (i.e., the moment caused by edgewise forces) at the blade root | About the xb3-axis | (kN-m) | NumBl < 3
| RootMyb3 | RootMFlp3 | Blade 3 flapwise moment (i.e., the moment caused by flapwise forces) at the blade root | About the yb3-axis | (kN-m) | NumBl < 3
Blade 1 Local Span Loads
| Spn1MLxb1 |  | Blade 1 local edgewise moment at span station 1 | About the local xb1-axis | (kN-m) | NBlGages < 1
| Spn1MLyb1 |  | Blade 1 local flapwise moment at span station 1 | About the local yb1-axis | (kN-m) | NBlGages < 1
| Spn1MLzb1 |  | Blade 1 local pitching moment at span station 1 | About the local zb1-axis | (kN-m) | NBlGages < 1
| Spn2MLxb1 |  | Blade 1 local edgewise moment at span station 2 | About the local xb1-axis | (kN-m) | NBlGages < 2
| Spn2MLyb1 |  | Blade 1 local flapwise moment at span station 2 | About the local yb1-axis | (kN-m) | NBlGages < 2
| Spn2MLzb1 |  | Blade 1 local pitching moment at span station 2 | About the local zb1-axis | (kN-m) | NBlGages < 2
| Spn3MLxb1 |  | Blade 1 local edgewise moment at span station 3 | About the local xb1-axis | (kN-m) | NBlGages < 3
| Spn3MLyb1 |  | Blade 1 local flapwise moment at span station 3 | About the local yb1-axis | (kN-m) | NBlGages < 3
| Spn3MLzb1 |  | Blade 1 local pitching moment at span station 3 | About the local zb1-axis | (kN-m) | NBlGages < 3
| Spn4MLxb1 |  | Blade 1 local edgewise moment at span station 4 | About the local xb1-axis | (kN-m) | NBlGages < 4
| Spn4MLyb1 |  | Blade 1 local flapwise moment at span station 4 | About the local yb1-axis | (kN-m) | NBlGages < 4
| Spn4MLzb1 |  | Blade 1 local pitching moment at span station 4 | About the local zb1-axis | (kN-m) | NBlGages < 4
| Spn5MLxb1 |  | Blade 1 local edgewise moment at span station 5 | About the local xb1-axis | (kN-m) | NBlGages < 5
| Spn5MLyb1 |  | Blade 1 local flapwise moment at span station 5 | About the local yb1-axis | (kN-m) | NBlGages < 5
| Spn5MLzb1 |  | Blade 1 local pitching moment at span station 5 | About the local zb1-axis | (kN-m) | NBlGages < 5
| Spn6MLxb1 |  | Blade 1 local edgewise moment at span station 6 | About the local xb1-axis | (kN-m) | NBlGages < 6
| Spn6MLyb1 |  | Blade 1 local flapwise moment at span station 6 | About the local yb1-axis | (kN-m) | NBlGages < 6
| Spn6MLzb1 |  | Blade 1 local pitching moment at span station 6 | About the local zb1-axis | (kN-m) | NBlGages < 6
| Spn7MLxb1 |  | Blade 1 local edgewise moment at span station 7 | About the local xb1-axis | (kN-m) | NBlGages < 7
| Spn7MLyb1 |  | Blade 1 local flapwise moment at span station 7 | About the local yb1-axis | (kN-m) | NBlGages < 7
| Spn7MLzb1 |  | Blade 1 local pitching moment at span station 7 | About the local zb1-axis | (kN-m) | NBlGages < 7
| Spn8MLxb1 |  | Blade 1 local edgewise moment at span station 8 | About the local xb1-axis | (kN-m) | NBlGages < 8
| Spn8MLyb1 |  | Blade 1 local flapwise moment at span station 8 | About the local yb1-axis | (kN-m) | NBlGages < 8
| Spn8MLzb1 |  | Blade 1 local pitching moment at span station 8 | About the local zb1-axis | (kN-m) | NBlGages < 8
| Spn9MLxb1 |  | Blade 1 local edgewise moment at span station 9 | About the local xb1-axis | (kN-m) | NBlGages < 9
| Spn9MLyb1 |  | Blade 1 local flapwise moment at span station 9 | About the local yb1-axis | (kN-m) | NBlGages < 9
| Spn9MLzb1 |  | Blade 1 local pitching moment at span station 9 | About the local zb1-axis | (kN-m) | NBlGages < 9
| Spn1FLxb1 |  | Blade 1 local flapwise shear force at span station 1 | Directed along the local xb1-axis | (kN) | NBlGages < 1
| Spn1FLyb1 |  | Blade 1 local edgewise shear force at span station 1 | Directed along the local yb1-axis | (kN) | NBlGages < 1
| Spn1FLzb1 |  | Blade 1 local axial force at span station 1 | Directed along the local zb1-axis | (kN) | NBlGages < 1
| Spn2FLxb1 |  | Blade 1 local flapwise shear force at span station 2 | Directed along the local xb1-axis | (kN) | NBlGages < 2
| Spn2FLyb1 |  | Blade 1 local edgewise shear force at span station 2 | Directed along the local yb1-axis | (kN) | NBlGages < 2
| Spn2FLzb1 |  | Blade 1 local axial force at span station 2 | Directed along the local zb1-axis | (kN) | NBlGages < 2
| Spn3FLxb1 |  | Blade 1 local flapwise shear force at span station 3 | Directed along the local xb1-axis | (kN) | NBlGages < 3
| Spn3FLyb1 |  | Blade 1 local edgewise shear force at span station 3 | Directed along the local yb1-axis | (kN) | NBlGages < 3
| Spn3FLzb1 |  | Blade 1 local axial force at span station 3 | Directed along the local zb1-axis | (kN) | NBlGages < 3
| Spn4FLxb1 |  | Blade 1 local flapwise shear force at span station 4 | Directed along the local xb1-axis | (kN) | NBlGages < 4
| Spn4FLyb1 |  | Blade 1 local edgewise shear force at span station 4 | Directed along the local yb1-axis | (kN) | NBlGages < 4
| Spn4FLzb1 |  | Blade 1 local axial force at span station 4 | Directed along the local zb1-axis | (kN) | NBlGages < 4
| Spn5FLxb1 |  | Blade 1 local flapwise shear force at span station 5 | Directed along the local xb1-axis | (kN) | NBlGages < 5
| Spn5FLyb1 |  | Blade 1 local edgewise shear force at span station 5 | Directed along the local yb1-axis | (kN) | NBlGages < 5
| Spn5FLzb1 |  | Blade 1 local axial force at span station 5 | Directed along the local zb1-axis | (kN) | NBlGages < 5
| Spn6FLxb1 |  | Blade 1 local flapwise shear force at span station 6 | Directed along the local xb1-axis | (kN) | NBlGages < 6
| Spn6FLyb1 |  | Blade 1 local edgewise shear force at span station 6 | Directed along the local yb1-axis | (kN) | NBlGages < 6
| Spn6FLzb1 |  | Blade 1 local axial force at span station 6 | Directed along the local zb1-axis | (kN) | NBlGages < 6
| Spn7FLxb1 |  | Blade 1 local flapwise shear force at span station 7 | Directed along the local xb1-axis | (kN) | NBlGages < 7
| Spn7FLyb1 |  | Blade 1 local edgewise shear force at span station 7 | Directed along the local yb1-axis | (kN) | NBlGages < 7
| Spn7FLzb1 |  | Blade 1 local axial force at span station 7 | Directed along the local zb1-axis | (kN) | NBlGages < 7
| Spn8FLxb1 |  | Blade 1 local flapwise shear force at span station 8 | Directed along the local xb1-axis | (kN) | NBlGages < 8
| Spn8FLyb1 |  | Blade 1 local edgewise shear force at span station 8 | Directed along the local yb1-axis | (kN) | NBlGages < 8
| Spn8FLzb1 |  | Blade 1 local axial force at span station 8 | Directed along the local zb1-axis | (kN) | NBlGages < 8
| Spn9FLxb1 |  | Blade 1 local flapwise shear force at span station 9 | Directed along the local xb1-axis | (kN) | NBlGages < 9
| Spn9FLyb1 |  | Blade 1 local edgewise shear force at span station 9 | Directed along the local yb1-axis | (kN) | NBlGages < 9
| Spn9FLzb1 |  | Blade 1 local axial force at span station 9 | Directed along the local zb1-axis | (kN) | NBlGages < 9
Blade 2 Local Span Loads
| Spn1MLxb2 |  | Blade 2 local edgewise moment at span station 1 | About the local xb2-axis | (kN-m) | NBlGages < 1
| Spn1MLyb2 |  | Blade 2 local flapwise moment at span station 1 | About the local yb2-axis | (kN-m) | NBlGages < 1
| Spn1MLzb2 |  | Blade 2 local pitching moment at span station 1 | About the local zb2-axis | (kN-m) | NBlGages < 1
| Spn2MLxb2 |  | Blade 2 local edgewise moment at span station 2 | About the local xb2-axis | (kN-m) | NBlGages < 2
| Spn2MLyb2 |  | Blade 2 local flapwise moment at span station 2 | About the local yb2-axis | (kN-m) | NBlGages < 2
| Spn2MLzb2 |  | Blade 2 local pitching moment at span station 2 | About the local zb2-axis | (kN-m) | NBlGages < 2
| Spn3MLxb2 |  | Blade 2 local edgewise moment at span station 3 | About the local xb2-axis | (kN-m) | NBlGages < 3
| Spn3MLyb2 |  | Blade 2 local flapwise moment at span station 3 | About the local yb2-axis | (kN-m) | NBlGages < 3
| Spn3MLzb2 |  | Blade 2 local pitching moment at span station 3 | About the local zb2-axis | (kN-m) | NBlGages < 3
| Spn4MLxb2 |  | Blade 2 local edgewise moment at span station 4 | About the local xb2-axis | (kN-m) | NBlGages < 4
| Spn4MLyb2 |  | Blade 2 local flapwise moment at span station 4 | About the local yb2-axis | (kN-m) | NBlGages < 4
| Spn4MLzb2 |  | Blade 2 local pitching moment at span station 4 | About the local zb2-axis | (kN-m) | NBlGages < 4
| Spn5MLxb2 |  | Blade 2 local edgewise moment at span station 5 | About the local xb2-axis | (kN-m) | NBlGages < 5
| Spn5MLyb2 |  | Blade 2 local flapwise moment at span station 5 | About the local yb2-axis | (kN-m) | NBlGages < 5
| Spn5MLzb2 |  | Blade 2 local pitching moment at span station 5 | About the local zb2-axis | (kN-m) | NBlGages < 5
| Spn6MLxb2 |  | Blade 2 local edgewise moment at span station 6 | About the local xb2-axis | (kN-m) | NBlGages < 6
| Spn6MLyb2 |  | Blade 2 local flapwise moment at span station 6 | About the local yb2-axis | (kN-m) | NBlGages < 6
| Spn6MLzb2 |  | Blade 2 local pitching moment at span station 6 | About the local zb2-axis | (kN-m) | NBlGages < 6
| Spn7MLxb2 |  | Blade 2 local edgewise moment at span station 7 | About the local xb2-axis | (kN-m) | NBlGages < 7
| Spn7MLyb2 |  | Blade 2 local flapwise moment at span station 7 | About the local yb2-axis | (kN-m) | NBlGages < 7
| Spn7MLzb2 |  | Blade 2 local pitching moment at span station 7 | About the local zb2-axis | (kN-m) | NBlGages < 7
| Spn8MLxb2 |  | Blade 2 local edgewise moment at span station 8 | About the local xb2-axis | (kN-m) | NBlGages < 8
| Spn8MLyb2 |  | Blade 2 local flapwise moment at span station 8 | About the local yb2-axis | (kN-m) | NBlGages < 8
| Spn8MLzb2 |  | Blade 2 local pitching moment at span station 8 | About the local zb2-axis | (kN-m) | NBlGages < 8
| Spn9MLxb2 |  | Blade 2 local edgewise moment at span station 9 | About the local xb2-axis | (kN-m) | NBlGages < 9
| Spn9MLyb2 |  | Blade 2 local flapwise moment at span station 9 | About the local yb2-axis | (kN-m) | NBlGages < 9
| Spn9MLzb2 |  | Blade 2 local pitching moment at span station 9 | About the local zb2-axis | (kN-m) | NBlGages < 9
| Spn1FLxb2 |  | Blade 2 local flapwise shear force at span station 1 | Directed along the local xb2-axis | (kN) | NBlGages < 1
| Spn1FLyb2 |  | Blade 2 local edgewise shear force at span station 1 | Directed along the local yb2-axis | (kN) | NBlGages < 1
| Spn1FLzb2 |  | Blade 2 local axial force at span station 1 | Directed along the local zb2-axis | (kN) | NBlGages < 1
| Spn2FLxb2 |  | Blade 2 local flapwise shear force at span station 2 | Directed along the local xb2-axis | (kN) | NBlGages < 2
| Spn2FLyb2 |  | Blade 2 local edgewise shear force at span station 2 | Directed along the local yb2-axis | (kN) | NBlGages < 2
| Spn2FLzb2 |  | Blade 2 local axial force at span station 2 | Directed along the local zb2-axis | (kN) | NBlGages < 2
| Spn3FLxb2 |  | Blade 2 local flapwise shear force at span station 3 | Directed along the local xb2-axis | (kN) | NBlGages < 3
| Spn3FLyb2 |  | Blade 2 local edgewise shear force at span station 3 | Directed along the local yb2-axis | (kN) | NBlGages < 3
| Spn3FLzb2 |  | Blade 2 local axial force at span station 3 | Directed along the local zb2-axis | (kN) | NBlGages < 3
| Spn4FLxb2 |  | Blade 2 local flapwise shear force at span station 4 | Directed along the local xb2-axis | (kN) | NBlGages < 4
| Spn4FLyb2 |  | Blade 2 local edgewise shear force at span station 4 | Directed along the local yb2-axis | (kN) | NBlGages < 4
| Spn4FLzb2 |  | Blade 2 local axial force at span station 4 | Directed along the local zb2-axis | (kN) | NBlGages < 4
| Spn5FLxb2 |  | Blade 2 local flapwise shear force at span station 5 | Directed along the local xb2-axis | (kN) | NBlGages < 5
| Spn5FLyb2 |  | Blade 2 local edgewise shear force at span station 5 | Directed along the local yb2-axis | (kN) | NBlGages < 5
| Spn5FLzb2 |  | Blade 2 local axial force at span station 5 | Directed along the local zb2-axis | (kN) | NBlGages < 5
| Spn6FLxb2 |  | Blade 2 local flapwise shear force at span station 6 | Directed along the local xb2-axis | (kN) | NBlGages < 6
| Spn6FLyb2 |  | Blade 2 local edgewise shear force at span station 6 | Directed along the local yb2-axis | (kN) | NBlGages < 6
| Spn6FLzb2 |  | Blade 2 local axial force at span station 6 | Directed along the local zb2-axis | (kN) | NBlGages < 6
| Spn7FLxb2 |  | Blade 2 local flapwise shear force at span station 7 | Directed along the local xb2-axis | (kN) | NBlGages < 7
| Spn7FLyb2 |  | Blade 2 local edgewise shear force at span station 7 | Directed along the local yb2-axis | (kN) | NBlGages < 7
| Spn7FLzb2 |  | Blade 2 local axial force at span station 7 | Directed along the local zb2-axis | (kN) | NBlGages < 7
| Spn8FLxb2 |  | Blade 2 local flapwise shear force at span station 8 | Directed along the local xb2-axis | (kN) | NBlGages < 8
| Spn8FLyb2 |  | Blade 2 local edgewise shear force at span station 8 | Directed along the local yb2-axis | (kN) | NBlGages < 8
| Spn8FLzb2 |  | Blade 2 local axial force at span station 8 | Directed along the local zb2-axis | (kN) | NBlGages < 8
| Spn9FLxb2 |  | Blade 2 local flapwise shear force at span station 9 | Directed along the local xb2-axis | (kN) | NBlGages < 9
| Spn9FLyb2 |  | Blade 2 local edgewise shear force at span station 9 | Directed along the local yb2-axis | (kN) | NBlGages < 9
| Spn9FLzb2 |  | Blade 2 local axial force at span station 9 | Directed along the local zb2-axis | (kN) | NBlGages < 9
Blade 3 Local Span Loads
| Spn1MLxb3 |  | Blade 3 local edgewise moment at span station 1 | About the local xb3-axis | (kN-m) | ( NumBl < 3 ) .OR. ( NBlGages < 1 )
| Spn1MLyb3 |  | Blade 3 local flapwise moment at span station 1 | About the local yb3-axis | (kN-m) | ( NumBl < 3 ) .OR. ( NBlGages < 1 )
| Spn1MLzb3 |  | Blade 3 local pitching moment at span station 1 | About the local zb3-axis | (kN-m) | ( NumBl < 3 ) .OR. ( NBlGages < 1 )
| Spn2MLxb3 |  | Blade 3 local edgewise moment at span station 2 | About the local xb3-axis | (kN-m) | ( NumBl < 3 ) .OR. ( NBlGages < 2 )
| Spn2MLyb3 |  | Blade 3 local flapwise moment at span station 2 | About the local yb3-axis | (kN-m) | ( NumBl < 3 ) .OR. ( NBlGages < 2 )
| Spn2MLzb3 |  | Blade 3 local pitching moment at span station 2 | About the local zb3-axis | (kN-m) | ( NumBl < 3 ) .OR. ( NBlGages < 2 )
| Spn3MLxb3 |  | Blade 3 local edgewise moment at span station 3 | About the local xb3-axis | (kN-m) | ( NumBl < 3 ) .OR. ( NBlGages < 3 )
| Spn3MLyb3 |  | Blade 3 local flapwise moment at span station 3 | About the local yb3-axis | (kN-m) | ( NumBl < 3 ) .OR. ( NBlGages < 3 )
| Spn3MLzb3 |  | Blade 3 local pitching moment at span station 3 | About the local zb3-axis | (kN-m) | ( NumBl < 3 ) .OR. ( NBlGages < 3 )
| Spn4MLxb3 |  | Blade 3 local edgewise moment at span station 4 | About the local xb3-axis | (kN-m) | ( NumBl < 3 ) .OR. ( NBlGages < 4 )
| Spn4MLyb3 |  | Blade 3 local flapwise moment at span station 4 | About the local yb3-axis | (kN-m) | ( NumBl < 3 ) .OR. ( NBlGages < 4 )
| Spn4MLzb3 |  | Blade 3 local pitching moment at span station 4 | About the local zb3-axis | (kN-m) | ( NumBl < 3 ) .OR. ( NBlGages < 4 )
| Spn5MLxb3 |  | Blade 3 local edgewise moment at span station 5 | About the local xb3-axis | (kN-m) | ( NumBl < 3 ) .OR. ( NBlGages < 5 )
| Spn5MLyb3 |  | Blade 3 local flapwise moment at span station 5 | About the local yb3-axis | (kN-m) | ( NumBl < 3 ) .OR. ( NBlGages < 5 )
| Spn5MLzb3 |  | Blade 3 local pitching moment at span station 5 | About the local zb3-axis | (kN-m) | ( NumBl < 3 ) .OR. ( NBlGages < 5 )
| Spn6MLxb3 |  | Blade 3 local edgewise moment at span station 6 | About the local xb3-axis | (kN-m) | ( NumBl < 3 ) .OR. ( NBlGages < 6 )
| Spn6MLyb3 |  | Blade 3 local flapwise moment at span station 6 | About the local yb3-axis | (kN-m) | ( NumBl < 3 ) .OR. ( NBlGages < 6 )
| Spn6MLzb3 |  | Blade 3 local pitching moment at span station 6 | About the local zb3-axis | (kN-m) | ( NumBl < 3 ) .OR. ( NBlGages < 6 )
| Spn7MLxb3 |  | Blade 3 local edgewise moment at span station 7 | About the local xb3-axis | (kN-m) | ( NumBl < 3 ) .OR. ( NBlGages < 7 )
| Spn7MLyb3 |  | Blade 3 local flapwise moment at span station 7 | About the local yb3-axis | (kN-m) | ( NumBl < 3 ) .OR. ( NBlGages < 7 )
| Spn7MLzb3 |  | Blade 3 local pitching moment at span station 7 | About the local zb3-axis | (kN-m) | ( NumBl < 3 ) .OR. ( NBlGages < 7 )
| Spn8MLxb3 |  | Blade 3 local edgewise moment at span station 8 | About the local xb3-axis | (kN-m) | ( NumBl < 3 ) .OR. ( NBlGages < 8 )
| Spn8MLyb3 |  | Blade 3 local flapwise moment at span station 8 | About the local yb3-axis | (kN-m) | ( NumBl < 3 ) .OR. ( NBlGages < 8 )
| Spn8MLzb3 |  | Blade 3 local pitching moment at span station 8 | About the local zb3-axis | (kN-m) | ( NumBl < 3 ) .OR. ( NBlGages < 8 )
| Spn9MLxb3 |  | Blade 3 local edgewise moment at span station 9 | About the local xb3-axis | (kN-m) | ( NumBl < 3 ) .OR. ( NBlGages < 9 )
| Spn9MLyb3 |  | Blade 3 local flapwise moment at span station 9 | About the local yb3-axis | (kN-m) | ( NumBl < 3 ) .OR. ( NBlGages < 9 )
| Spn9MLzb3 |  | Blade 3 local pitching moment at span station 9 | About the local zb3-axis | (kN-m) | ( NumBl < 3 ) .OR. ( NBlGages < 9 )
| Spn1FLxb3 |  | Blade 3 local flapwise shear force at span station 1 | Directed along the local xb3-axis | (kN) | ( NumBl < 3 ) .OR. ( NBlGages < 1 )
| Spn1FLyb3 |  | Blade 3 local edgewise shear force at span station 1 | Directed along the local yb3-axis | (kN) | ( NumBl < 3 ) .OR. ( NBlGages < 1 )
| Spn1FLzb3 |  | Blade 3 local axial force at span station 1 | Directed along the local zb3-axis | (kN) | ( NumBl < 3 ) .OR. ( NBlGages < 1 )
| Spn2FLxb3 |  | Blade 3 local flapwise shear force at span station 2 | Directed along the local xb3-axis | (kN) | ( NumBl < 3 ) .OR. ( NBlGages < 2 )
| Spn2FLyb3 |  | Blade 3 local edgewise shear force at span station 2 | Directed along the local yb3-axis | (kN) | ( NumBl < 3 ) .OR. ( NBlGages < 2 )
| Spn2FLzb3 |  | Blade 3 local axial force at span station 2 | Directed along the local zb3-axis | (kN) | ( NumBl < 3 ) .OR. ( NBlGages < 2 )
| Spn3FLxb3 |  | Blade 3 local flapwise shear force at span station 3 | Directed along the local xb3-axis | (kN) | ( NumBl < 3 ) .OR. ( NBlGages < 3 )
| Spn3FLyb3 |  | Blade 3 local edgewise shear force at span station 3 | Directed along the local yb3-axis | (kN) | ( NumBl < 3 ) .OR. ( NBlGages < 3 )
| Spn3FLzb3 |  | Blade 3 local axial force at span station 3 | Directed along the local zb3-axis | (kN) | ( NumBl < 3 ) .OR. ( NBlGages < 3 )
| Spn4FLxb3 |  | Blade 3 local flapwise shear force at span station 4 | Directed along the local xb3-axis | (kN) | ( NumBl < 3 ) .OR. ( NBlGages < 4 )
| Spn4FLyb3 |  | Blade 3 local edgewise shear force at span station 4 | Directed along the local yb3-axis | (kN) | ( NumBl < 3 ) .OR. ( NBlGages < 4 )
| Spn4FLzb3 |  | Blade 3 local axial force at span station 4 | Directed along the local zb3-axis | (kN) | ( NumBl < 3 ) .OR. ( NBlGages < 4 )
| Spn5FLxb3 |  | Blade 3 local flapwise shear force at span station 5 | Directed along the local xb3-axis | (kN) | ( NumBl < 3 ) .OR. ( NBlGages < 5 )
| Spn5FLyb3 |  | Blade 3 local edgewise shear force at span station 5 | Directed along the local yb3-axis | (kN) | ( NumBl < 3 ) .OR. ( NBlGages < 5 )
| Spn5FLzb3 |  | Blade 3 local axial force at span station 5 | Directed along the local zb3-axis | (kN) | ( NumBl < 3 ) .OR. ( NBlGages < 5 )
| Spn6FLxb3 |  | Blade 3 local flapwise shear force at span station 6 | Directed along the local xb3-axis | (kN) | ( NumBl < 3 ) .OR. ( NBlGages < 6 )
| Spn6FLyb3 |  | Blade 3 local edgewise shear force at span station 6 | Directed along the local yb3-axis | (kN) | ( NumBl < 3 ) .OR. ( NBlGages < 6 )
| Spn6FLzb3 |  | Blade 3 local axial force at span station 6 | Directed along the local zb3-axis | (kN) | ( NumBl < 3 ) .OR. ( NBlGages < 6 )
| Spn7FLxb3 |  | Blade 3 local flapwise shear force at span station 7 | Directed along the local xb3-axis | (kN) | ( NumBl < 3 ) .OR. ( NBlGages < 7 )
| Spn7FLyb3 |  | Blade 3 local edgewise shear force at span station 7 | Directed along the local yb3-axis | (kN) | ( NumBl < 3 ) .OR. ( NBlGages < 7 )
| Spn7FLzb3 |  | Blade 3 local axial force at span station 7 | Directed along the local zb3-axis | (kN) | ( NumBl < 3 ) .OR. ( NBlGages < 7 )
| Spn8FLxb3 |  | Blade 3 local flapwise shear force at span station 8 | Directed along the local xb3-axis | (kN) | ( NumBl < 3 ) .OR. ( NBlGages < 8 )
| Spn8FLyb3 |  | Blade 3 local edgewise shear force at span station 8 | Directed along the local yb3-axis | (kN) | ( NumBl < 3 ) .OR. ( NBlGages < 8 )
| Spn8FLzb3 |  | Blade 3 local axial force at span station 8 | Directed along the local zb3-axis | (kN) | ( NumBl < 3 ) .OR. ( NBlGages < 8 )
| Spn9FLxb3 |  | Blade 3 local flapwise shear force at span station 9 | Directed along the local xb3-axis | (kN) | ( NumBl < 3 ) .OR. ( NBlGages < 9 )
| Spn9FLyb3 |  | Blade 3 local edgewise shear force at span station 9 | Directed along the local yb3-axis | (kN) | ( NumBl < 3 ) .OR. ( NBlGages < 9 )
| Spn9FLzb3 |  | Blade 3 local axial force at span station 9 | Directed along the local zb3-axis | (kN) | ( NumBl < 3 ) .OR. ( NBlGages < 9 )
Hub and Rotor Loads
| LSShftFxa | LSShftFxs, LSSGagFxa, LSSGagFxs, RotThrust | Low-speed shaft thrust force (this is constant along the shaft and is equivalent to the rotor thrust force) | Directed along the xa- and xs-axes | (kN)
| LSShftFya | LSSGagFya | Rotating low-speed shaft shear force (this is constant along the shaft) | Directed along the ya-axis | (kN)
| LSShftFza | LSSGagFza | Rotating low-speed shaft shear force (this is constant along the shaft) | Directed along the za-axis | (kN)
| LSShftFys | LSSGagFys | Nonrotating low-speed shaft shear force (this is constant along the shaft) | Directed along the ys-axis | (kN)
| LSShftFzs | LSSGagFzs | Nonrotating low-speed shaft shear force (this is constant along the shaft) | Directed along the zs-axis | (kN)
| LSShftMxa | LSShftMxs, LSSGagMxa, LSSGagMxs, RotTorq, LSShftTq | Low-speed shaft torque (this is constant along the shaft and is equivalent to the rotor torque) | About the xa- and xs-axes | (kN-m)
| LSSTipMya |  | Rotating low-speed shaft bending moment at the shaft tip (teeter pin for 2-blader, apex of rotation for 3-blader) | About the ya-axis | (kN-m)
| LSSTipMza |  | Rotating low-speed shaft bending moment at the shaft tip (teeter pin for 2-blader, apex of rotation for 3-blader) | About the za-axis | (kN-m)
| LSSTipMys |  | Nonrotating low-speed shaft bending moment at the shaft tip (teeter pin for 2-blader, apex of rotation for 3-blader) | About the ys-axis | (kN-m)
| LSSTipMzs |  | Nonrotating low-speed shaft bending moment at the shaft tip (teeter pin for 2-blader, apex of rotation for 3-blader) | About the zs-axis | (kN-m)
| RotPwr | LSShftPwr | Rotor power (this is equivalent to the low-speed shaft power) | N/A | (kW)
Shaft Strain Gage Loads
| LSSGagMya |  | Rotating low-speed shaft bending moment at the shaft's strain gage (shaft strain gage located by input ShftGagL) | About the ya-axis | (kN-m)
| LSSGagMza |  | Rotating low-speed shaft bending moment at the shaft's strain gage (shaft strain gage located by input ShftGagL) | About the za-axis | (kN-m)
| LSSGagMys |  | Nonrotating low-speed shaft bending moment at the shaft's strain gage (shaft strain gage located by input ShftGagL) | About the ys-axis | (kN-m)
| LSSGagMzs |  | Nonrotating low-speed shaft bending moment at the shaft's strain gage (shaft strain gage located by input ShftGagL) | About the zs-axis | (kN-m)
High-Speed Shaft Loads
| HSShftTq |  | High-speed shaft torque (this is constant along the shaft) | Same sign as LSShftTq / RotTorq / LSShftMxa / LSShftMxs / LSSGagMxa / LSSGagMxs | (kN-m)
| HSSBrTq |  | High-speed shaft brake torque (i.e., the actual moment applied to the high-speed shaft by the brake) | Always positive (indicating dissipation of power) | (kN-m) | p%method == method_RK4
| HSShftPwr |  | High-speed shaft power | Same sign as HSShftTq | (kW)
Rotor-Furl Bearing Loads
| RFrlBrM |  | Rotor-furl bearing moment | About the rotor-furl axis | (kN-m)
Tail-Furl Bearing Loads
| TFrlBrM |  | Tail-furl bearing moment | About the tail-furl axis | (kN-m)
Tower-Top / Yaw Bearing Loads
| YawBrFxn |  | Rotating (with nacelle) tower-top / yaw bearing shear force | Directed along the xn-axis | (kN)
| YawBrFyn |  | Rotating (with nacelle) tower-top / yaw bearing shear force | Directed along the yn-axis | (kN)
| YawBrFzn | YawBrFzp | Tower-top / yaw bearing axial force | Directed along the zn- and zp-axes | (kN)
| YawBrFxp |  | Tower-top / yaw bearing fore-aft (nonrotating) shear force | Directed along the xp-axis | (kN)
| YawBrFyp |  | Tower-top / yaw bearing side-to-side (nonrotating) shear force | Directed along the yp-axis | (kN)
| YawBrMxn |  | Rotating (with nacelle) tower-top / yaw bearing roll moment | About the xn-axis | (kN-m)
| YawBrMyn |  | Rotating (with nacelle) tower-top / yaw bearing pitch moment | About the yn-axis | (kN-m)
| YawBrMzn | YawBrMzp | Tower-top / yaw bearing yaw moment | About the zn- and zp-axes | (kN-m)
| YawBrMxp |  | Nonrotating tower-top / yaw bearing roll moment | About the xp-axis | (kN-m)
| YawBrMyp |  | Nonrotating tower-top / yaw bearing pitch moment | About the yp-axis | (kN-m)
Tower Base Loads
| TwrBsFxt |  | Tower base fore-aft shear force | Directed along the xt-axis | (kN)
| TwrBsFyt |  | Tower base side-to-side shear force | Directed along the yt-axis | (kN)
| TwrBsFzt |  | Tower base axial force | Directed along the zt-axis | (kN)
| TwrBsMxt |  | Tower base roll (or side-to-side) moment (i.e., the moment caused by side-to-side forces) | About the xt-axis | (kN-m)
| TwrBsMyt |  | Tower base pitching (or fore-aft) moment (i.e., the moment caused by fore-aft forces) | About the yt-axis | (kN-m)
| TwrBsMzt |  | Tower base yaw (or torsional) moment | About the zt-axis | (kN-m)
Local Tower Loads
| TwHt1MLxt |  | Local tower roll (or side-to-side) moment of tower gage 1 | About the local xt-axis | (kN-m) | NTwGages < 1
| TwHt1MLyt |  | Local tower pitching (or fore-aft) moment of tower gage 1 | About the local yt-axis | (kN-m) | NTwGages < 1
| TwHt1MLzt |  | Local tower yaw (or torsional) moment of tower gage 1 | About the local zt-axis | (kN-m) | NTwGages < 1
| TwHt2MLxt |  | Local tower roll (or side-to-side) moment of tower gage 2 | About the local xt-axis | (kN-m) | NTwGages < 2
| TwHt2MLyt |  | Local tower pitching (or fore-aft) moment of tower gage 2 | About the local yt-axis | (kN-m) | NTwGages < 2
| TwHt2MLzt |  | Local tower yaw (or torsional) moment of tower gage 2 | About the local zt-axis | (kN-m) | NTwGages < 2
| TwHt3MLxt |  | Local tower roll (or side-to-side) moment of tower gage 3 | About the local xt-axis | (kN-m) | NTwGages < 3
| TwHt3MLyt |  | Local tower pitching (or fore-aft) moment of tower gage 3 | About the local yt-axis | (kN-m) | NTwGages < 3
| TwHt3MLzt |  | Local tower yaw (or torsional) moment of tower gage 3 | About the local zt-axis | (kN-m) | NTwGages < 3
| TwHt4MLxt |  | Local tower roll (or side-to-side) moment of tower gage 4 | About the local xt-axis | (kN-m) | NTwGages < 4
| TwHt4MLyt |  | Local tower pitching (or fore-aft) moment of tower gage 4 | About the local yt-axis | (kN-m) | NTwGages < 4
| TwHt4MLzt |  | Local tower yaw (or torsional) moment of tower gage 4 | About the local zt-axis | (kN-m) | NTwGages < 4
| TwHt5MLxt |  | Local tower roll (or side-to-side) moment of tower gage 5 | About the local xt-axis | (kN-m) | NTwGages < 5
| TwHt5MLyt |  | Local tower pitching (or fore-aft) moment of tower gage 5 | About the local yt-axis | (kN-m) | NTwGages < 5
| TwHt5MLzt |  | Local tower yaw (or torsional) moment of tower gage 5 | About the local zt-axis | (kN-m) | NTwGages < 5
| TwHt6MLxt |  | Local tower roll (or side-to-side) moment of tower gage 6 | About the local xt-axis | (kN-m) | NTwGages < 6
| TwHt6MLyt |  | Local tower pitching (or fore-aft) moment of tower gage 6 | About the local yt-axis | (kN-m) | NTwGages < 6
| TwHt6MLzt |  | Local tower yaw (or torsional) moment of tower gage 6 | About the local zt-axis | (kN-m) | NTwGages < 6
| TwHt7MLxt |  | Local tower roll (or side-to-side) moment of tower gage 7 | About the local xt-axis | (kN-m) | NTwGages < 7
| TwHt7MLyt |  | Local tower pitching (or fore-aft) moment of tower gage 7 | About the local yt-axis | (kN-m) | NTwGages < 7
| TwHt7MLzt |  | Local tower yaw (or torsional) moment of tower gage 7 | About the local zt-axis | (kN-m) | NTwGages < 7
| TwHt8MLxt |  | Local tower roll (or side-to-side) moment of tower gage 8 | About the local xt-axis | (kN-m) | NTwGages < 8
| TwHt8MLyt |  | Local tower pitching (or fore-aft) moment of tower gage 8 | About the local yt-axis | (kN-m) | NTwGages < 8
| TwHt8MLzt |  | Local tower yaw (or torsional) moment of tower gage 8 | About the local zt-axis | (kN-m) | NTwGages < 8
| TwHt9MLxt |  | Local tower roll (or side-to-side) moment of tower gage 9 | About the local xt-axis | (kN-m) | NTwGages < 9
| TwHt9MLyt |  | Local tower pitching (or fore-aft) moment of tower gage 9 | About the local yt-axis | (kN-m) | NTwGages < 9
| TwHt9MLzt |  | Local tower yaw (or torsional) moment of tower gage 9 | About the local zt-axis | (kN-m) | NTwGages < 9
| TwHt1FLxt |  | Local tower roll (or side-to-side) force of tower gage 1 | About the local xt-axis | (kN) | NTwGages < 1
| TwHt1FLyt |  | Local tower pitching (or fore-aft) force of tower gage 1 | About the local yt-axis | (kN) | NTwGages < 1
| TwHt1FLzt |  | Local tower yaw (or torsional) force of tower gage 1 | About the local zt-axis | (kN) | NTwGages < 1
| TwHt2FLxt |  | Local tower roll (or side-to-side) force of tower gage 2 | About the local xt-axis | (kN) | NTwGages < 2
| TwHt2FLyt |  | Local tower pitching (or fore-aft) force of tower gage 2 | About the local yt-axis | (kN) | NTwGages < 2
| TwHt2FLzt |  | Local tower yaw (or torsional) force of tower gage 2 | About the local zt-axis | (kN) | NTwGages < 2
| TwHt3FLxt |  | Local tower roll (or side-to-side) force of tower gage 3 | About the local xt-axis | (kN) | NTwGages < 3
| TwHt3FLyt |  | Local tower pitching (or fore-aft) force of tower gage 3 | About the local yt-axis | (kN) | NTwGages < 3
| TwHt3FLzt |  | Local tower yaw (or torsional) force of tower gage 3 | About the local zt-axis | (kN) | NTwGages < 3
| TwHt4FLxt |  | Local tower roll (or side-to-side) force of tower gage 4 | About the local xt-axis | (kN) | NTwGages < 4
| TwHt4FLyt |  | Local tower pitching (or fore-aft) force of tower gage 4 | About the local yt-axis | (kN) | NTwGages < 4
| TwHt4FLzt |  | Local tower yaw (or torsional) force of tower gage 4 | About the local zt-axis | (kN) | NTwGages < 4
| TwHt5FLxt |  | Local tower roll (or side-to-side) force of tower gage 5 | About the local xt-axis | (kN) | NTwGages < 5
| TwHt5FLyt |  | Local tower pitching (or fore-aft) force of tower gage 5 | About the local yt-axis | (kN) | NTwGages < 5
| TwHt5FLzt |  | Local tower yaw (or torsional) force of tower gage 5 | About the local zt-axis | (kN) | NTwGages < 5
| TwHt6FLxt |  | Local tower roll (or side-to-side) force of tower gage 6 | About the local xt-axis | (kN) | NTwGages < 6
| TwHt6FLyt |  | Local tower pitching (or fore-aft) force of tower gage 6 | About the local yt-axis | (kN) | NTwGages < 6
| TwHt6FLzt |  | Local tower yaw (or torsional) force of tower gage 6 | About the local zt-axis | (kN) | NTwGages < 6
| TwHt7FLxt |  | Local tower roll (or side-to-side) force of tower gage 7 | About the local xt-axis | (kN) | NTwGages < 7
| TwHt7FLyt |  | Local tower pitching (or fore-aft) force of tower gage 7 | About the local yt-axis | (kN) | NTwGages < 7
| TwHt7FLzt |  | Local tower yaw (or torsional) force of tower gage 7 | About the local zt-axis | (kN) | NTwGages < 7
| TwHt8FLxt |  | Local tower roll (or side-to-side) force of tower gage 8 | About the local xt-axis | (kN) | NTwGages < 8
| TwHt8FLyt |  | Local tower pitching (or fore-aft) force of tower gage 8 | About the local yt-axis | (kN) | NTwGages < 8
| TwHt8FLzt |  | Local tower yaw (or torsional) force of tower gage 8 | About the local zt-axis | (kN) | NTwGages < 8
| TwHt9FLxt |  | Local tower roll (or side-to-side) force of tower gage 9 | About the local xt-axis | (kN) | NTwGages < 9
| TwHt9FLyt |  | Local tower pitching (or fore-aft) force of tower gage 9 | About the local yt-axis | (kN) | NTwGages < 9
| TwHt9FLzt |  | Local tower yaw (or torsional) force of tower gage 9 | About the local zt-axis | (kN) | NTwGages < 9
Internal Degrees of Freedom |  |  | WARNING: USE ONLY FOR FULL-SYSTEM FEEDBACK; PHYSICAL MEANING OF THESE OUTPUTS CAN BE MISLEADING
| Q_B1E1 |  | Displacement of 1st edgewise bending-mode DOF of blade 1 |  | (m)
| Q_B2E1 |  | Displacement of 1st edgewise bending-mode DOF of blade 2 |  | (m)
| Q_B3E1 |  | Displacement of 1st edgewise bending-mode DOF of blade 3 |  | (m) | NumBl < 3
| Q_B1F1 |  | Displacement of 1st flapwise bending-mode DOF of blade 1 |  | (m)
| Q_B2F1 |  | Displacement of 1st flapwise bending-mode DOF of blade 2 |  | (m)
| Q_B3F1 |  | Displacement of 1st flapwise bending-mode DOF of blade 3 |  | (m) | NumBl < 3
| Q_B1F2 |  | Displacement of 2nd flapwise bending-mode DOF of blade 1 |  | (m)
| Q_B2F2 |  | Displacement of 2nd flapwise bending-mode DOF of blade 2 |  | (m)
| Q_B3F2 |  | Displacement of 2nd flapwise bending-mode DOF of blade 3 |  | (m) | NumBl < 3
| Q_Teet |  | Displacement of hub teetering DOF |  | (rad) | NumBl > 2
| Q_DrTr |  | Displacement of drivetrain rotational-flexibility DOF |  | (rad)
| Q_GeAz |  | Displacement of variable speed generator DOF |  | (rad)
| Q_RFrl |  | Displacement of rotor-furl DOF |  | (rad)
| Q_TFrl |  | Displacement of tail-furl DOF |  | (rad)
| Q_Yaw |  | Displacement of nacelle yaw DOF |  | (rad)
| Q_TFA1 |  | Displacement of 1st tower fore-aft bending mode DOF |  | (m)
| Q_TSS1 |  | Displacement of 1st tower side-to-side bending mode DOF |  | (m)
| Q_TFA2 |  | Displacement of 2nd tower fore-aft bending mode DOF |  | (m)
| Q_TSS2 |  | Displacement of 2nd tower side-to-side bending mode DOF |  | (m)
| Q_Sg |  | Displacement of platform horizontal surge translation DOF |  | (m)
| Q_Sw |  | Displacement of platform horizontal sway translation DOF |  | (m)
| Q_Hv |  | Displacement of platform vertical heave translation DOF |  | (m)
| Q_R |  | Displacement of platform roll tilt rotation DOF |  | (rad)
| Q_P |  | Displacement of platform pitch tilt rotation DOF |  | (rad)
| Q_Y |  | Displacement of platform yaw rotation DOF |  | (rad)
| QD_B1E1 |  | Velocity of 1st edgewise bending-mode DOF of blade 1 |  | (m/s)
| QD_B2E1 |  | Velocity of 1st edgewise bending-mode DOF of blade 2 |  | (m/s)
| QD_B3E1 |  | Velocity of 1st edgewise bending-mode DOF of blade 3 |  | (m/s) | NumBl < 3
| QD_B1F1 |  | Velocity of 1st flapwise bending-mode DOF of blade 1 |  | (m/s)
| QD_B2F1 |  | Velocity of 1st flapwise bending-mode DOF of blade 2 |  | (m/s)
| QD_B3F1 |  | Velocity of 1st flapwise bending-mode DOF of blade 3 |  | (m/s) | NumBl < 3
| QD_B1F2 |  | Velocity of 2nd flapwise bending-mode DOF of blade 1 |  | (m/s)
| QD_B2F2 |  | Velocity of 2nd flapwise bending-mode DOF of blade 2 |  | (m/s)
| QD_B3F2 |  | Velocity of 2nd flapwise bending-mode DOF of blade 3 |  | (m/s) | NumBl < 3
| QD_Teet |  | Velocity of hub teetering DOF |  | (rad/s) | NumBl > 2
| QD_DrTr |  | Velocity of drivetrain rotational-flexibility DOF |  | (rad/s)
| QD_GeAz |  | Velocity of variable speed generator DOF |  | (rad/s)
| QD_RFrl |  | Velocity of rotor-furl DOF |  | (rad/s)
| QD_TFrl |  | Velocity of tail-furl DOF |  | (rad/s)
| QD_Yaw |  | Velocity of nacelle yaw DOF |  | (rad/s)
| QD_TFA1 |  | Velocity of 1st tower fore-aft bending mode DOF |  | (m/s)
| QD_TSS1 |  | Velocity of 1st tower side-to-side bending mode DOF |  | (m/s)
| QD_TFA2 |  | Velocity of 2nd tower fore-aft bending mode DOF |  | (m/s)
| QD_TSS2 |  | Velocity of 2nd tower side-to-side bending mode DOF |  | (m/s)
| QD_Sg |  | Velocity of platform horizontal surge translation DOF |  | (m/s)
| QD_Sw |  | Velocity of platform horizontal sway translation DOF |  | (m/s)
| QD_Hv |  | Velocity of platform vertical heave translation DOF |  | (m/s)
| QD_R |  | Velocity of platform roll tilt rotation DOF |  | (rad/s)
| QD_P |  | Velocity of platform pitch tilt rotation DOF |  | (rad/s)
| QD_Y |  | Velocity of platform yaw rotation DOF |  | (rad/s)
| QD2_B1E1 |  | Acceleration of 1st edgewise bending-mode DOF of blade 1 |  | (m/s^2)
| QD2_B2E1 |  | Acceleration of 1st edgewise bending-mode DOF of blade 2 |  | (m/s^2)
| QD2_B3E1 |  | Acceleration of 1st edgewise bending-mode DOF of blade 3 |  | (m/s^2) | NumBl < 3
| QD2_B1F1 |  | Acceleration of 1st flapwise bending-mode DOF of blade 1 |  | (m/s^2)
| QD2_B2F1 |  | Acceleration of 1st flapwise bending-mode DOF of blade 2 |  | (m/s^2)
| QD2_B3F1 |  | Acceleration of 1st flapwise bending-mode DOF of blade 3 |  | (m/s^2) | NumBl < 3
| QD2_B1F2 |  | Acceleration of 2nd flapwise bending-mode DOF of blade 1 |  | (m/s^2)
| QD2_B2F2 |  | Acceleration of 2nd flapwise bending-mode DOF of blade 2 |  | (m/s^2)
| QD2_B3F2 |  | Acceleration of 2nd flapwise bending-mode DOF of blade 3 |  | (m/s^2) | NumBl < 3
| QD2_Teet |  | Acceleration of hub teetering DOF |  | (rad/s^2) | NumBl > 2
| QD2_DrTr |  | Acceleration of drivetrain rotational-flexibility DOF |  | (rad/s^2)
| QD2_GeAz |  | Acceleration of variable speed generator DOF |  | (rad/s^2)
| QD2_RFrl |  | Acceleration of rotor-furl DOF |  | (rad/s^2)
| QD2_TFrl |  | Acceleration of tail-furl DOF |  | (rad/s^2)
| QD2_Yaw |  | Acceleration of nacelle yaw DOF |  | (rad/s^2)
| QD2_TFA1 |  | Acceleration of 1st tower fore-aft bending mode DOF |  | (m/s^2)
| QD2_TSS1 |  | Acceleration of 1st tower side-to-side bending mode DOF |  | (m/s^2)
| QD2_TFA2 |  | Acceleration of 2nd tower fore-aft bending mode DOF |  | (m/s^2)
| QD2_TSS2 |  | Acceleration of 2nd tower side-to-side bending mode DOF |  | (m/s^2)
| QD2_Sg |  | Acceleration of platform horizontal surge translation DOF |  | (m/s^2)
| QD2_Sw |  | Acceleration of platform horizontal sway translation DOF |  | (m/s^2)
| QD2_Hv |  | Acceleration of platform vertical heave translation DOF |  | (m/s^2)
| QD2_R |  | Acceleration of platform roll tilt rotation DOF |  | (rad/s^2)
| QD2_P |  | Acceleration of platform pitch tilt rotation DOF |  | (rad/s^2)
| QD2_Y |  | Acceleration of platform yaw rotation DOF |  | (rad/s^2)

## ElastoDyn_Nodes
Category | Name | Other Name(s) | Description | Convention | Units | Invalid Channel Criteria
Local Span Motions
| ALx | Ax | local flapwise acceleration (absolute) of node | Directed along the local xb-axis | (m/s^2)
| ALy | Ay | local flapwise acceleration (absolute) of node | Directed along the local yb-axis | (m/s^2)
| ALz | Az | local flapwise acceleration (absolute) of node | Directed along the local zb-axis | (m/s^2)
| TDx | UxB | local flapwise (translational) deflection (relative to the undeflected position) of node | Directed along the xb-axis | (m)
| TDy | UyB | local edgewise (translational) deflection (relative to the undeflected position) of node | Directed along the yb-axis | (m)
| TDz | UzB | local axial (translational) deflection (relative to the undeflected position) of node | Directed along the zb-axis | (m)
| RDx | Rx | Local rotational displacement about x-axis (relative to undeflected) | About the local xb-axis | (deg)
| RDy | Ry | Local rotational displacement about y-axis (relative to undeflected) | About the local yb-axis | (deg)
| RDz | Rz | Local rotational displacement about z-axis (relative to undeflected) | About the local zb-axis | (deg)
Local Span Loads
| MLx | Mx | local edgewise moment at node | About the local xb-axis | (kN-m)
| MLy | My | local flapwise moment at node | About the local yb-axis | (kN-m)
| MLz | MLzNT, MzL, Mz | local pitching moment at node | About the local zb-axis | (kN-m)
| FLx | Fx | local flapwise shear force at node | Directed along the local xb-axis | (kN)
| FLy | Fy | local edgewise shear force at node | Directed along the local yb-axis | (kN)
| FLz | FLzNT, FzL, Fz | local axial force at node | Directed along the local zb-axis | (kN)
| MLxNT | MxL | Edgewise moment in local coordinate system (initial structural twist removed) | About the local xb-axis | (kN-m)
| MlyNT | MyL | Flapwise shear moment in local coordinate system (initial structural twist removed) | About the local yb-axis | (kN-m)
| FLxNT | FxL | Flapwise shear force in local coordinate system (initial structural twist removed) | Directed along the local xb-axis | (kN)
| FlyNT | FyL | Edgewise shear force in local coordinate system (initial structural twist removed) | Directed along the local yb-axis | (kN)

## FAST_Farm
Category | Name | Other Name(s) | Description | Convention | Units | Invalid Channel Criteria
Global Super Controller Input
| SCGblIn1 |  | Global (turbine-independent) super controller input 01 |  | (user)
| SCGblIn2 |  | Global (turbine-independent) super controller input 02 |  | (user)
| SCGblIn3 |  | Global (turbine-independent) super controller input 03 |  | (user)
| SCGblIn4 |  | Global (turbine-independent) super controller input 04 |  | (user)
| SCGblIn5 |  | Global (turbine-independent) super controller input 05 |  | (user)
| SCGblIn6 |  | Global (turbine-independent) super controller input 06 |  | (user)
| SCGblIn7 |  | Global (turbine-independent) super controller input 07 |  | (user)
| SCGblIn8 |  | Global (turbine-independent) super controller input 08 |  | (user)
| SCGblIn9 |  | Global (turbine-independent) super controller input 09 |  | (user)
Turbine-dependent Super Controller Input
| SCT1In1 |  | Turbine-dependent super controller input 01 for turbine 01 |  | (user)
| SCT1In2 |  | Turbine-dependent super controller input 02 for turbine 01 |  | (user)
| SCT1In3 |  | Turbine-dependent super controller input 03 for turbine 01 |  | (user)
| SCT1In4 |  | Turbine-dependent super controller input 04 for turbine 01 |  | (user)
| SCT1In5 |  | Turbine-dependent super controller input 05 for turbine 01 |  | (user)
| SCT1In6 |  | Turbine-dependent super controller input 06 for turbine 01 |  | (user)
| SCT1In7 |  | Turbine-dependent super controller input 07 for turbine 01 |  | (user)
| SCT1In8 |  | Turbine-dependent super controller input 08 for turbine 01 |  | (user)
| SCT1In9 |  | Turbine-dependent super controller input 09 for turbine 01 |  | (user)
| SCT2In1 |  | Turbine-dependent super controller input 01 for turbine 02 |  | (user)
| SCT2In2 |  | Turbine-dependent super controller input 02 for turbine 02 |  | (user)
| SCT2In3 |  | Turbine-dependent super controller input 03 for turbine 02 |  | (user)
| SCT2In4 |  | Turbine-dependent super controller input 04 for turbine 02 |  | (user)
| SCT2In5 |  | Turbine-dependent super controller input 05 for turbine 02 |  | (user)
| SCT2In6 |  | Turbine-dependent super controller input 06 for turbine 02 |  | (user)
| SCT2In7 |  | Turbine-dependent super controller input 07 for turbine 02 |  | (user)
| SCT2In8 |  | Turbine-dependent super controller input 08 for turbine 02 |  | (user)
| SCT2In9 |  | Turbine-dependent super controller input 09 for turbine 02 |  | (user)
| SCT3In1 |  | Turbine-dependent super controller input 01 for turbine 03 |  | (user)
| SCT3In2 |  | Turbine-dependent super controller input 02 for turbine 03 |  | (user)
| SCT3In3 |  | Turbine-dependent super controller input 03 for turbine 03 |  | (user)
| SCT3In4 |  | Turbine-dependent super controller input 04 for turbine 03 |  | (user)
| SCT3In5 |  | Turbine-dependent super controller input 05 for turbine 03 |  | (user)
| SCT3In6 |  | Turbine-dependent super controller input 06 for turbine 03 |  | (user)
| SCT3In7 |  | Turbine-dependent super controller input 07 for turbine 03 |  | (user)
| SCT3In8 |  | Turbine-dependent super controller input 08 for turbine 03 |  | (user)
| SCT3In9 |  | Turbine-dependent super controller input 09 for turbine 03 |  | (user)
| SCT4In1 |  | Turbine-dependent super controller input 01 for turbine 04 |  | (user)
| SCT4In2 |  | Turbine-dependent super controller input 02 for turbine 04 |  | (user)
| SCT4In3 |  | Turbine-dependent super controller input 03 for turbine 04 |  | (user)
| SCT4In4 |  | Turbine-dependent super controller input 04 for turbine 04 |  | (user)
| SCT4In5 |  | Turbine-dependent super controller input 05 for turbine 04 |  | (user)
| SCT4In6 |  | Turbine-dependent super controller input 06 for turbine 04 |  | (user)
| SCT4In7 |  | Turbine-dependent super controller input 07 for turbine 04 |  | (user)
| SCT4In8 |  | Turbine-dependent super controller input 08 for turbine 04 |  | (user)
| SCT4In9 |  | Turbine-dependent super controller input 09 for turbine 04 |  | (user)
| SCT5In1 |  | Turbine-dependent super controller input 01 for turbine 05 |  | (user)
| SCT5In2 |  | Turbine-dependent super controller input 02 for turbine 05 |  | (user)
| SCT5In3 |  | Turbine-dependent super controller input 03 for turbine 05 |  | (user)
| SCT5In4 |  | Turbine-dependent super controller input 04 for turbine 05 |  | (user)
| SCT5In5 |  | Turbine-dependent super controller input 05 for turbine 05 |  | (user)
| SCT5In6 |  | Turbine-dependent super controller input 06 for turbine 05 |  | (user)
| SCT5In7 |  | Turbine-dependent super controller input 07 for turbine 05 |  | (user)
| SCT5In8 |  | Turbine-dependent super controller input 08 for turbine 05 |  | (user)
| SCT5In9 |  | Turbine-dependent super controller input 09 for turbine 05 |  | (user)
| SCT6In1 |  | Turbine-dependent super controller input 01 for turbine 06 |  | (user)
| SCT6In2 |  | Turbine-dependent super controller input 02 for turbine 06 |  | (user)
| SCT6In3 |  | Turbine-dependent super controller input 03 for turbine 06 |  | (user)
| SCT6In4 |  | Turbine-dependent super controller input 04 for turbine 06 |  | (user)
| SCT6In5 |  | Turbine-dependent super controller input 05 for turbine 06 |  | (user)
| SCT6In6 |  | Turbine-dependent super controller input 06 for turbine 06 |  | (user)
| SCT6In7 |  | Turbine-dependent super controller input 07 for turbine 06 |  | (user)
| SCT6In8 |  | Turbine-dependent super controller input 08 for turbine 06 |  | (user)
| SCT6In9 |  | Turbine-dependent super controller input 09 for turbine 06 |  | (user)
| SCT7In1 |  | Turbine-dependent super controller input 01 for turbine 07 |  | (user)
| SCT7In2 |  | Turbine-dependent super controller input 02 for turbine 07 |  | (user)
| SCT7In3 |  | Turbine-dependent super controller input 03 for turbine 07 |  | (user)
| SCT7In4 |  | Turbine-dependent super controller input 04 for turbine 07 |  | (user)
| SCT7In5 |  | Turbine-dependent super controller input 05 for turbine 07 |  | (user)
| SCT7In6 |  | Turbine-dependent super controller input 06 for turbine 07 |  | (user)
| SCT7In7 |  | Turbine-dependent super controller input 07 for turbine 07 |  | (user)
| SCT7In8 |  | Turbine-dependent super controller input 08 for turbine 07 |  | (user)
| SCT7In9 |  | Turbine-dependent super controller input 09 for turbine 07 |  | (user)
| SCT8In1 |  | Turbine-dependent super controller input 01 for turbine 08 |  | (user)
| SCT8In2 |  | Turbine-dependent super controller input 02 for turbine 08 |  | (user)
| SCT8In3 |  | Turbine-dependent super controller input 03 for turbine 08 |  | (user)
| SCT8In4 |  | Turbine-dependent super controller input 04 for turbine 08 |  | (user)
| SCT8In5 |  | Turbine-dependent super controller input 05 for turbine 08 |  | (user)
| SCT8In6 |  | Turbine-dependent super controller input 06 for turbine 08 |  | (user)
| SCT8In7 |  | Turbine-dependent super controller input 07 for turbine 08 |  | (user)
| SCT8In8 |  | Turbine-dependent super controller input 08 for turbine 08 |  | (user)
| SCT8In9 |  | Turbine-dependent super controller input 09 for turbine 08 |  | (user)
| SCT9In1 |  | Turbine-dependent super controller input 01 for turbine 09 |  | (user)
| SCT9In2 |  | Turbine-dependent super controller input 02 for turbine 09 |  | (user)
| SCT9In3 |  | Turbine-dependent super controller input 03 for turbine 09 |  | (user)
| SCT9In4 |  | Turbine-dependent super controller input 04 for turbine 09 |  | (user)
| SCT9In5 |  | Turbine-dependent super controller input 05 for turbine 09 |  | (user)
| SCT9In6 |  | Turbine-dependent super controller input 06 for turbine 09 |  | (user)
| SCT9In7 |  | Turbine-dependent super controller input 07 for turbine 09 |  | (user)
| SCT9In8 |  | Turbine-dependent super controller input 08 for turbine 09 |  | (user)
| SCT9In9 |  | Turbine-dependent super controller input 09 for turbine 09 |  | (user)
Global Super Controller Output
| SCGblOt1 |  | Global (turbine-independent) super controller output 01 |  | (user)
| SCGblOt2 |  | Global (turbine-independent) super controller output 02 |  | (user)
| SCGblOt3 |  | Global (turbine-independent) super controller output 03 |  | (user)
| SCGblOt4 |  | Global (turbine-independent) super controller output 04 |  | (user)
| SCGblOt5 |  | Global (turbine-independent) super controller output 05 |  | (user)
| SCGblOt6 |  | Global (turbine-independent) super controller output 06 |  | (user)
| SCGblOt7 |  | Global (turbine-independent) super controller output 07 |  | (user)
| SCGblOt8 |  | Global (turbine-independent) super controller output 08 |  | (user)
| SCGblOt9 |  | Global (turbine-independent) super controller output 09 |  | (user)
Turbine-dependent Super Controller Output
| SCT1Ot1 |  | Turbine-dependent super controller output 01 for turbine 01 |  | (user)
| SCT1Ot2 |  | Turbine-dependent super controller output 02 for turbine 01 |  | (user)
| SCT1Ot3 |  | Turbine-dependent super controller output 03 for turbine 01 |  | (user)
| SCT1Ot4 |  | Turbine-dependent super controller output 04 for turbine 01 |  | (user)
| SCT1Ot5 |  | Turbine-dependent super controller output 05 for turbine 01 |  | (user)
| SCT1Ot6 |  | Turbine-dependent super controller output 06 for turbine 01 |  | (user)
| SCT1Ot7 |  | Turbine-dependent super controller output 07 for turbine 01 |  | (user)
| SCT1Ot8 |  | Turbine-dependent super controller output 08 for turbine 01 |  | (user)
| SCT1Ot9 |  | Turbine-dependent super controller output 09 for turbine 01 |  | (user)
| SCT2Ot1 |  | Turbine-dependent super controller output 01 for turbine 02 |  | (user)
| SCT2Ot2 |  | Turbine-dependent super controller output 02 for turbine 02 |  | (user)
| SCT2Ot3 |  | Turbine-dependent super controller output 03 for turbine 02 |  | (user)
| SCT2Ot4 |  | Turbine-dependent super controller output 04 for turbine 02 |  | (user)
| SCT2Ot5 |  | Turbine-dependent super controller output 05 for turbine 02 |  | (user)
| SCT2Ot6 |  | Turbine-dependent super controller output 06 for turbine 02 |  | (user)
| SCT2Ot7 |  | Turbine-dependent super controller output 07 for turbine 02 |  | (user)
| SCT2Ot8 |  | Turbine-dependent super controller output 08 for turbine 02 |  | (user)
| SCT2Ot9 |  | Turbine-dependent super controller output 09 for turbine 02 |  | (user)
| SCT3Ot1 |  | Turbine-dependent super controller output 01 for turbine 03 |  | (user)
| SCT3Ot2 |  | Turbine-dependent super controller output 02 for turbine 03 |  | (user)
| SCT3Ot3 |  | Turbine-dependent super controller output 03 for turbine 03 |  | (user)
| SCT3Ot4 |  | Turbine-dependent super controller output 04 for turbine 03 |  | (user)
| SCT3Ot5 |  | Turbine-dependent super controller output 05 for turbine 03 |  | (user)
| SCT3Ot6 |  | Turbine-dependent super controller output 06 for turbine 03 |  | (user)
| SCT3Ot7 |  | Turbine-dependent super controller output 07 for turbine 03 |  | (user)
| SCT3Ot8 |  | Turbine-dependent super controller output 08 for turbine 03 |  | (user)
| SCT3Ot9 |  | Turbine-dependent super controller output 09 for turbine 03 |  | (user)
| SCT4Ot1 |  | Turbine-dependent super controller output 01 for turbine 04 |  | (user)
| SCT4Ot2 |  | Turbine-dependent super controller output 02 for turbine 04 |  | (user)
| SCT4Ot3 |  | Turbine-dependent super controller output 03 for turbine 04 |  | (user)
| SCT4Ot4 |  | Turbine-dependent super controller output 04 for turbine 04 |  | (user)
| SCT4Ot5 |  | Turbine-dependent super controller output 05 for turbine 04 |  | (user)
| SCT4Ot6 |  | Turbine-dependent super controller output 06 for turbine 04 |  | (user)
| SCT4Ot7 |  | Turbine-dependent super controller output 07 for turbine 04 |  | (user)
| SCT4Ot8 |  | Turbine-dependent super controller output 08 for turbine 04 |  | (user)
| SCT4Ot9 |  | Turbine-dependent super controller output 09 for turbine 04 |  | (user)
| SCT5Ot1 |  | Turbine-dependent super controller output 01 for turbine 05 |  | (user)
| SCT5Ot2 |  | Turbine-dependent super controller output 02 for turbine 05 |  | (user)
| SCT5Ot3 |  | Turbine-dependent super controller output 03 for turbine 05 |  | (user)
| SCT5Ot4 |  | Turbine-dependent super controller output 04 for turbine 05 |  | (user)
| SCT5Ot5 |  | Turbine-dependent super controller output 05 for turbine 05 |  | (user)
| SCT5Ot6 |  | Turbine-dependent super controller output 06 for turbine 05 |  | (user)
| SCT5Ot7 |  | Turbine-dependent super controller output 07 for turbine 05 |  | (user)
| SCT5Ot8 |  | Turbine-dependent super controller output 08 for turbine 05 |  | (user)
| SCT5Ot9 |  | Turbine-dependent super controller output 09 for turbine 05 |  | (user)
| SCT6Ot1 |  | Turbine-dependent super controller output 01 for turbine 06 |  | (user)
| SCT6Ot2 |  | Turbine-dependent super controller output 02 for turbine 06 |  | (user)
| SCT6Ot3 |  | Turbine-dependent super controller output 03 for turbine 06 |  | (user)
| SCT6Ot4 |  | Turbine-dependent super controller output 04 for turbine 06 |  | (user)
| SCT6Ot5 |  | Turbine-dependent super controller output 05 for turbine 06 |  | (user)
| SCT6Ot6 |  | Turbine-dependent super controller output 06 for turbine 06 |  | (user)
| SCT6Ot7 |  | Turbine-dependent super controller output 07 for turbine 06 |  | (user)
| SCT6Ot8 |  | Turbine-dependent super controller output 08 for turbine 06 |  | (user)
| SCT6Ot9 |  | Turbine-dependent super controller output 09 for turbine 06 |  | (user)
| SCT7Ot1 |  | Turbine-dependent super controller output 01 for turbine 07 |  | (user)
| SCT7Ot2 |  | Turbine-dependent super controller output 02 for turbine 07 |  | (user)
| SCT7Ot3 |  | Turbine-dependent super controller output 03 for turbine 07 |  | (user)
| SCT7Ot4 |  | Turbine-dependent super controller output 04 for turbine 07 |  | (user)
| SCT7Ot5 |  | Turbine-dependent super controller output 05 for turbine 07 |  | (user)
| SCT7Ot6 |  | Turbine-dependent super controller output 06 for turbine 07 |  | (user)
| SCT7Ot7 |  | Turbine-dependent super controller output 07 for turbine 07 |  | (user)
| SCT7Ot8 |  | Turbine-dependent super controller output 08 for turbine 07 |  | (user)
| SCT7Ot9 |  | Turbine-dependent super controller output 09 for turbine 07 |  | (user)
| SCT8Ot1 |  | Turbine-dependent super controller output 01 for turbine 08 |  | (user)
| SCT8Ot2 |  | Turbine-dependent super controller output 02 for turbine 08 |  | (user)
| SCT8Ot3 |  | Turbine-dependent super controller output 03 for turbine 08 |  | (user)
| SCT8Ot4 |  | Turbine-dependent super controller output 04 for turbine 08 |  | (user)
| SCT8Ot5 |  | Turbine-dependent super controller output 05 for turbine 08 |  | (user)
| SCT8Ot6 |  | Turbine-dependent super controller output 06 for turbine 08 |  | (user)
| SCT8Ot7 |  | Turbine-dependent super controller output 07 for turbine 08 |  | (user)
| SCT8Ot8 |  | Turbine-dependent super controller output 08 for turbine 08 |  | (user)
| SCT8Ot9 |  | Turbine-dependent super controller output 09 for turbine 08 |  | (user)
| SCT9Ot1 |  | Turbine-dependent super controller output 01 for turbine 09 |  | (user)
| SCT9Ot2 |  | Turbine-dependent super controller output 02 for turbine 09 |  | (user)
| SCT9Ot3 |  | Turbine-dependent super controller output 03 for turbine 09 |  | (user)
| SCT9Ot4 |  | Turbine-dependent super controller output 04 for turbine 09 |  | (user)
| SCT9Ot5 |  | Turbine-dependent super controller output 05 for turbine 09 |  | (user)
| SCT9Ot6 |  | Turbine-dependent super controller output 06 for turbine 09 |  | (user)
| SCT9Ot7 |  | Turbine-dependent super controller output 07 for turbine 09 |  | (user)
| SCT9Ot8 |  | Turbine-dependent super controller output 08 for turbine 09 |  | (user)
| SCT9Ot9 |  | Turbine-dependent super controller output 09 for turbine 09 |  | (user)
Rotor centerline orientation
| RtAxsXT1 |  | X-component of the rotor centerline orientation for turbine 01 in the global coordinate system |  | (-)
| RtAxsXT2 |  | X-component of the rotor centerline orientation for turbine 02 in the global coordinate system |  | (-)
| RtAxsXT3 |  | X-component of the rotor centerline orientation for turbine 03 in the global coordinate system |  | (-)
| RtAxsXT4 |  | X-component of the rotor centerline orientation for turbine 04 in the global coordinate system |  | (-)
| RtAxsXT5 |  | X-component of the rotor centerline orientation for turbine 05 in the global coordinate system |  | (-)
| RtAxsXT6 |  | X-component of the rotor centerline orientation for turbine 06 in the global coordinate system |  | (-)
| RtAxsXT7 |  | X-component of the rotor centerline orientation for turbine 07 in the global coordinate system |  | (-)
| RtAxsXT8 |  | X-component of the rotor centerline orientation for turbine 08 in the global coordinate system |  | (-)
| RtAxsXT9 |  | X-component of the rotor centerline orientation for turbine 09 in the global coordinate system |  | (-)
| RtAxsYT1 |  | Y-component of the rotor centerline orientation for turbine 01 in the global coordinate system |  | (-)
| RtAxsYT2 |  | Y-component of the rotor centerline orientation for turbine 02 in the global coordinate system |  | (-)
| RtAxsYT3 |  | Y-component of the rotor centerline orientation for turbine 03 in the global coordinate system |  | (-)
| RtAxsYT4 |  | Y-component of the rotor centerline orientation for turbine 04 in the global coordinate system |  | (-)
| RtAxsYT5 |  | Y-component of the rotor centerline orientation for turbine 05 in the global coordinate system |  | (-)
| RtAxsYT6 |  | Y-component of the rotor centerline orientation for turbine 06 in the global coordinate system |  | (-)
| RtAxsYT7 |  | Y-component of the rotor centerline orientation for turbine 07 in the global coordinate system |  | (-)
| RtAxsYT8 |  | Y-component of the rotor centerline orientation for turbine 08 in the global coordinate system |  | (-)
| RtAxsYT9 |  | Y-component of the rotor centerline orientation for turbine 09 in the global coordinate system |  | (-)
| RtAxsZT1 |  | Z-component of the rotor centerline orientation for turbine 01 in the global coordinate system |  | (-)
| RtAxsZT2 |  | Z-component of the rotor centerline orientation for turbine 02 in the global coordinate system |  | (-)
| RtAxsZT3 |  | Z-component of the rotor centerline orientation for turbine 03 in the global coordinate system |  | (-)
| RtAxsZT4 |  | Z-component of the rotor centerline orientation for turbine 04 in the global coordinate system |  | (-)
| RtAxsZT5 |  | Z-component of the rotor centerline orientation for turbine 05 in the global coordinate system |  | (-)
| RtAxsZT6 |  | Z-component of the rotor centerline orientation for turbine 06 in the global coordinate system |  | (-)
| RtAxsZT7 |  | Z-component of the rotor centerline orientation for turbine 07 in the global coordinate system |  | (-)
| RtAxsZT8 |  | Z-component of the rotor centerline orientation for turbine 08 in the global coordinate system |  | (-)
| RtAxsZT9 |  | Z-component of the rotor centerline orientation for turbine 09 in the global coordinate system |  | (-)
Position of the Rotor (Hub) Center
| RtPosXT1 |  | X-component of the position of the rotor (hub) center for turbine 01 in the global coordinate system |  | (m)
| RtPosXT2 |  | X-component of the position of the rotor (hub) center for turbine 02 in the global coordinate system |  | (m)
| RtPosXT3 |  | X-component of the position of the rotor (hub) center for turbine 03 in the global coordinate system |  | (m)
| RtPosXT4 |  | X-component of the position of the rotor (hub) center for turbine 04 in the global coordinate system |  | (m)
| RtPosXT5 |  | X-component of the position of the rotor (hub) center for turbine 05 in the global coordinate system |  | (m)
| RtPosXT6 |  | X-component of the position of the rotor (hub) center for turbine 06 in the global coordinate system |  | (m)
| RtPosXT7 |  | X-component of the position of the rotor (hub) center for turbine 07 in the global coordinate system |  | (m)
| RtPosXT8 |  | X-component of the position of the rotor (hub) center for turbine 08 in the global coordinate system |  | (m)
| RtPosXT9 |  | X-component of the position of the rotor (hub) center for turbine 09 in the global coordinate system |  | (m)
| RtPosYT1 |  | Y-component of the position of the rotor (hub) center for turbine 01 in the global coordinate system |  | (m)
| RtPosYT2 |  | Y-component of the position of the rotor (hub) center for turbine 02 in the global coordinate system |  | (m)
| RtPosYT3 |  | Y-component of the position of the rotor (hub) center for turbine 03 in the global coordinate system |  | (m)
| RtPosYT4 |  | Y-component of the position of the rotor (hub) center for turbine 04 in the global coordinate system |  | (m)
| RtPosYT5 |  | Y-component of the position of the rotor (hub) center for turbine 05 in the global coordinate system |  | (m)
| RtPosYT6 |  | Y-component of the position of the rotor (hub) center for turbine 06 in the global coordinate system |  | (m)
| RtPosYT7 |  | Y-component of the position of the rotor (hub) center for turbine 07 in the global coordinate system |  | (m)
| RtPosYT8 |  | Y-component of the position of the rotor (hub) center for turbine 08 in the global coordinate system |  | (m)
| RtPosYT9 |  | Y-component of the position of the rotor (hub) center for turbine 09 in the global coordinate system |  | (m)
| RtPosZT1 |  | Z-component of the position of the rotor (hub) center for turbine 01 in the global coordinate system |  | (m)
| RtPosZT2 |  | Z-component of the position of the rotor (hub) center for turbine 02 in the global coordinate system |  | (m)
| RtPosZT3 |  | Z-component of the position of the rotor (hub) center for turbine 03 in the global coordinate system |  | (m)
| RtPosZT4 |  | Z-component of the position of the rotor (hub) center for turbine 04 in the global coordinate system |  | (m)
| RtPosZT5 |  | Z-component of the position of the rotor (hub) center for turbine 05 in the global coordinate system |  | (m)
| RtPosZT6 |  | Z-component of the position of the rotor (hub) center for turbine 06 in the global coordinate system |  | (m)
| RtPosZT7 |  | Z-component of the position of the rotor (hub) center for turbine 07 in the global coordinate system |  | (m)
| RtPosZT8 |  | Z-component of the position of the rotor (hub) center for turbine 08 in the global coordinate system |  | (m)
| RtPosZT9 |  | Z-component of the position of the rotor (hub) center for turbine 09 in the global coordinate system |  | (m)
Rotor Diameter
| RtDiamT1 |  | Rotor diameter for turbine 01 |  | (m)
| RtDiamT2 |  | Rotor diameter for turbine 02 |  | (m)
| RtDiamT3 |  | Rotor diameter for turbine 03 |  | (m)
| RtDiamT4 |  | Rotor diameter for turbine 04 |  | (m)
| RtDiamT5 |  | Rotor diameter for turbine 05 |  | (m)
| RtDiamT6 |  | Rotor diameter for turbine 06 |  | (m)
| RtDiamT7 |  | Rotor diameter for turbine 07 |  | (m)
| RtDiamT8 |  | Rotor diameter for turbine 08 |  | (m)
| RtDiamT9 |  | Rotor diameter for turbine 09 |  | (m)
Nacelle-yaw Error
| YawErrT1 |  | Nacelle-yaw error for turbine 01 |  | (deg)
| YawErrT2 |  | Nacelle-yaw error for turbine 02 |  | (deg)
| YawErrT3 |  | Nacelle-yaw error for turbine 03 |  | (deg)
| YawErrT4 |  | Nacelle-yaw error for turbine 04 |  | (deg)
| YawErrT5 |  | Nacelle-yaw error for turbine 05 |  | (deg)
| YawErrT6 |  | Nacelle-yaw error for turbine 06 |  | (deg)
| YawErrT7 |  | Nacelle-yaw error for turbine 07 |  | (deg)
| YawErrT8 |  | Nacelle-yaw error for turbine 08 |  | (deg)
| YawErrT9 |  | Nacelle-yaw error for turbine 09 |  | (deg)
Ambient Turbulence Intensity of the wind
| TIAmbT1 |  | Ambient turbulence intensity of the wind at the rotor disk for turbine 01 |  | (percent)
| TIAmbT2 |  | Ambient turbulence intensity of the wind at the rotor disk for turbine 02 |  | (percent)
| TIAmbT3 |  | Ambient turbulence intensity of the wind at the rotor disk for turbine 03 |  | (percent)
| TIAmbT4 |  | Ambient turbulence intensity of the wind at the rotor disk for turbine 04 |  | (percent)
| TIAmbT5 |  | Ambient turbulence intensity of the wind at the rotor disk for turbine 05 |  | (percent)
| TIAmbT6 |  | Ambient turbulence intensity of the wind at the rotor disk for turbine 06 |  | (percent)
| TIAmbT7 |  | Ambient turbulence intensity of the wind at the rotor disk for turbine 07 |  | (percent)
| TIAmbT8 |  | Ambient turbulence intensity of the wind at the rotor disk for turbine 08 |  | (percent)
| TIAmbT9 |  | Ambient turbulence intensity of the wind at the rotor disk for turbine 09 |  | (percent)
Rotor-disk averaged ambient wind speed
| RtVAmbT1 |  | Rotor-disk-averaged ambient wind speed (normal to disk, not including structural motion, local induction or wakes from upstream turbines) for turbine 01 |  | (m/s)
| RtVAmbT2 |  | Rotor-disk-averaged ambient wind speed (normal to disk, not including structural motion, local induction or wakes from upstream turbines) for turbine 02 |  | (m/s)
| RtVAmbT3 |  | Rotor-disk-averaged ambient wind speed (normal to disk, not including structural motion, local induction or wakes from upstream turbines) for turbine 03 |  | (m/s)
| RtVAmbT4 |  | Rotor-disk-averaged ambient wind speed (normal to disk, not including structural motion, local induction or wakes from upstream turbines) for turbine 04 |  | (m/s)
| RtVAmbT5 |  | Rotor-disk-averaged ambient wind speed (normal to disk, not including structural motion, local induction or wakes from upstream turbines) for turbine 05 |  | (m/s)
| RtVAmbT6 |  | Rotor-disk-averaged ambient wind speed (normal to disk, not including structural motion, local induction or wakes from upstream turbines) for turbine 06 |  | (m/s)
| RtVAmbT7 |  | Rotor-disk-averaged ambient wind speed (normal to disk, not including structural motion, local induction or wakes from upstream turbines) for turbine 07 |  | (m/s)
| RtVAmbT8 |  | Rotor-disk-averaged ambient wind speed (normal to disk, not including structural motion, local induction or wakes from upstream turbines) for turbine 08 |  | (m/s)
| RtVAmbT9 |  | Rotor-disk-averaged ambient wind speed (normal to disk, not including structural motion, local induction or wakes from upstream turbines) for turbine 09 |  | (m/s)
Rotor-disk averaged ambient wind speed (time-filtered)
| RtVAmbFiltT1 |  | Time-filtered rotor-disk-averaged ambient wind speed (normal to disk, not including structural motion, local induction or wakes from upstream turbines) for turbine 01 |  | (m/s)
| RtVAmbFiltT2 |  | Time-filtered rotor-disk-averaged ambient wind speed (normal to disk, not including structural motion, local induction or wakes from upstream turbines) for turbine 02 |  | (m/s)
| RtVAmbFiltT3 |  | Time-filtered rotor-disk-averaged ambient wind speed (normal to disk, not including structural motion, local induction or wakes from upstream turbines) for turbine 03 |  | (m/s)
| RtVAmbFiltT4 |  | Time-filtered rotor-disk-averaged ambient wind speed (normal to disk, not including structural motion, local induction or wakes from upstream turbines) for turbine 04 |  | (m/s)
| RtVAmbFiltT5 |  | Time-filtered rotor-disk-averaged ambient wind speed (normal to disk, not including structural motion, local induction or wakes from upstream turbines) for turbine 05 |  | (m/s)
| RtVAmbFiltT6 |  | Time-filtered rotor-disk-averaged ambient wind speed (normal to disk, not including structural motion, local induction or wakes from upstream turbines) for turbine 06 |  | (m/s)
| RtVAmbFiltT7 |  | Time-filtered rotor-disk-averaged ambient wind speed (normal to disk, not including structural motion, local induction or wakes from upstream turbines) for turbine 07 |  | (m/s)
| RtVAmbFiltT8 |  | Time-filtered rotor-disk-averaged ambient wind speed (normal to disk, not including structural motion, local induction or wakes from upstream turbines) for turbine 08 |  | (m/s)
| RtVAmbFiltT9 |  | Time-filtered rotor-disk-averaged ambient wind speed (normal to disk, not including structural motion, local induction or wakes from upstream turbines) for turbine 09 |  | (m/s)
Rotor-disk averaged relative wind speed
| RtVRelT1 |  | Rotor-disk-averaged relative wind speed (normal to disk, including structural motion and wakes from upstream turbines, but not including local induction) for turbine 01 |  | (m/s)
| RtVRelT2 |  | Rotor-disk-averaged relative wind speed (normal to disk, including structural motion and wakes from upstream turbines, but not including local induction) for turbine 02 |  | (m/s)
| RtVRelT3 |  | Rotor-disk-averaged relative wind speed (normal to disk, including structural motion and wakes from upstream turbines, but not including local induction) for turbine 03 |  | (m/s)
| RtVRelT4 |  | Rotor-disk-averaged relative wind speed (normal to disk, including structural motion and wakes from upstream turbines, but not including local induction) for turbine 04 |  | (m/s)
| RtVRelT5 |  | Rotor-disk-averaged relative wind speed (normal to disk, including structural motion and wakes from upstream turbines, but not including local induction) for turbine 05 |  | (m/s)
| RtVRelT6 |  | Rotor-disk-averaged relative wind speed (normal to disk, including structural motion and wakes from upstream turbines, but not including local induction) for turbine 06 |  | (m/s)
| RtVRelT7 |  | Rotor-disk-averaged relative wind speed (normal to disk, including structural motion and wakes from upstream turbines, but not including local induction) for turbine 07 |  | (m/s)
| RtVRelT8 |  | Rotor-disk-averaged relative wind speed (normal to disk, including structural motion and wakes from upstream turbines, but not including local induction) for turbine 08 |  | (m/s)
| RtVRelT9 |  | Rotor-disk-averaged relative wind speed (normal to disk, including structural motion and wakes from upstream turbines, but not including local induction) for turbine 09 |  | (m/s)
Skew azimuth angle (instantaneous)
| AziSkewT1 |  | Skew azimuth angle for turbine 01 |  | (deg)
| AziSkewT2 |  | Skew azimuth angle for turbine 02 |  | (deg)
| AziSkewT3 |  | Skew azimuth angle for turbine 03 |  | (deg)
| AziSkewT4 |  | Skew azimuth angle for turbine 04 |  | (deg)
| AziSkewT5 |  | Skew azimuth angle for turbine 05 |  | (deg)
| AziSkewT6 |  | Skew azimuth angle for turbine 06 |  | (deg)
| AziSkewT7 |  | Skew azimuth angle for turbine 07 |  | (deg)
| AziSkewT8 |  | Skew azimuth angle for turbine 08 |  | (deg)
| AziSkewT9 |  | Skew azimuth angle for turbine 09 |  | (deg)
Skew azimuth angle (time-filtered)
| AziSkewFiltT1 |  | Time-filtered skew azimuth angle for turbine 01 |  | (deg)
| AziSkewFiltT2 |  | Time-filtered skew azimuth angle for turbine 02 |  | (deg)
| AziSkewFiltT3 |  | Time-filtered skew azimuth angle for turbine 03 |  | (deg)
| AziSkewFiltT4 |  | Time-filtered skew azimuth angle for turbine 04 |  | (deg)
| AziSkewFiltT5 |  | Time-filtered skew azimuth angle for turbine 05 |  | (deg)
| AziSkewFiltT6 |  | Time-filtered skew azimuth angle for turbine 06 |  | (deg)
| AziSkewFiltT7 |  | Time-filtered skew azimuth angle for turbine 07 |  | (deg)
| AziSkewFiltT8 |  | Time-filtered skew azimuth angle for turbine 08 |  | (deg)
| AziSkewFiltT9 |  | Time-filtered skew azimuth angle for turbine 09 |  | (deg)
Skew angle (instantaneous)
| RtSkewT1 |  | Skew angle for turbine 01 |  | (deg)
| RtSkewT2 |  | Skew angle for turbine 02 |  | (deg)
| RtSkewT3 |  | Skew angle for turbine 03 |  | (deg)
| RtSkewT4 |  | Skew angle for turbine 04 |  | (deg)
| RtSkewT5 |  | Skew angle for turbine 05 |  | (deg)
| RtSkewT6 |  | Skew angle for turbine 06 |  | (deg)
| RtSkewT7 |  | Skew angle for turbine 07 |  | (deg)
| RtSkewT8 |  | Skew angle for turbine 08 |  | (deg)
| RtSkewT9 |  | Skew angle for turbine 09 |  | (deg)
Skew angle (time-filtered)
| RtSkewFiltT1 |  | Time-filtered skew angle for turbine 01 |  | (deg)
| RtSkewFiltT2 |  | Time-filtered skew angle for turbine 02 |  | (deg)
| RtSkewFiltT3 |  | Time-filtered skew angle for turbine 03 |  | (deg)
| RtSkewFiltT4 |  | Time-filtered skew angle for turbine 04 |  | (deg)
| RtSkewFiltT5 |  | Time-filtered skew angle for turbine 05 |  | (deg)
| RtSkewFiltT6 |  | Time-filtered skew angle for turbine 06 |  | (deg)
| RtSkewFiltT7 |  | Time-filtered skew angle for turbine 07 |  | (deg)
| RtSkewFiltT8 |  | Time-filtered skew angle for turbine 08 |  | (deg)
| RtSkewFiltT9 |  | Time-filtered skew angle for turbine 09 |  | (deg)
Rotor circulation for curled-wake model
| RtGamCurlT1 |  | Rotor circulation used in curled-wake model for turbine 01 |  | (m^2/s)
| RtGamCurlT2 |  | Rotor circulation used in curled-wake model for turbine 02 |  | (m^2/s)
| RtGamCurlT3 |  | Rotor circulation used in curled-wake model for turbine 03 |  | (m^2/s)
| RtGamCurlT4 |  | Rotor circulation used in curled-wake model for turbine 04 |  | (m^2/s)
| RtGamCurlT5 |  | Rotor circulation used in curled-wake model for turbine 05 |  | (m^2/s)
| RtGamCurlT6 |  | Rotor circulation used in curled-wake model for turbine 06 |  | (m^2/s)
| RtGamCurlT7 |  | Rotor circulation used in curled-wake model for turbine 07 |  | (m^2/s)
| RtGamCurlT8 |  | Rotor circulation used in curled-wake model for turbine 08 |  | (m^2/s)
| RtGamCurlT9 |  | Rotor circulation used in curled-wake model for turbine 09 |  | (m^2/s)
Rotor-disk averaged thrust coefficient
| RtCtAvgT1 |  | Rotor-disk-averaged thrust coefficient for turbine 01 |  | (-)
| RtCtAvgT2 |  | Rotor-disk-averaged thrust coefficient for turbine 02 |  | (-)
| RtCtAvgT3 |  | Rotor-disk-averaged thrust coefficient for turbine 03 |  | (-)
| RtCtAvgT4 |  | Rotor-disk-averaged thrust coefficient for turbine 04 |  | (-)
| RtCtAvgT5 |  | Rotor-disk-averaged thrust coefficient for turbine 05 |  | (-)
| RtCtAvgT6 |  | Rotor-disk-averaged thrust coefficient for turbine 06 |  | (-)
| RtCtAvgT7 |  | Rotor-disk-averaged thrust coefficient for turbine 07 |  | (-)
| RtCtAvgT8 |  | Rotor-disk-averaged thrust coefficient for turbine 08 |  | (-)
| RtCtAvgT9 |  | Rotor-disk-averaged thrust coefficient for turbine 09 |  | (-)
Azimuthally averaged thrust force coefficient
| CtT1N01 |  | Azimuthally averaged thrust force coefficient (normal to disk) for radial node 01 of turbine 01 |  | (-)
| CtT1N02 |  | Azimuthally averaged thrust force coefficient (normal to disk) for radial node 02 of turbine 01 |  | (-)
| CtT1N03 |  | Azimuthally averaged thrust force coefficient (normal to disk) for radial node 03 of turbine 01 |  | (-)
| CtT1N04 |  | Azimuthally averaged thrust force coefficient (normal to disk) for radial node 04 of turbine 01 |  | (-)
| CtT1N05 |  | Azimuthally averaged thrust force coefficient (normal to disk) for radial node 05 of turbine 01 |  | (-)
| CtT1N06 |  | Azimuthally averaged thrust force coefficient (normal to disk) for radial node 06 of turbine 01 |  | (-)
| CtT1N07 |  | Azimuthally averaged thrust force coefficient (normal to disk) for radial node 07 of turbine 01 |  | (-)
| CtT1N08 |  | Azimuthally averaged thrust force coefficient (normal to disk) for radial node 08 of turbine 01 |  | (-)
| CtT1N09 |  | Azimuthally averaged thrust force coefficient (normal to disk) for radial node 09 of turbine 01 |  | (-)
| CtT1N10 |  | Azimuthally averaged thrust force coefficient (normal to disk) for radial node 10 of turbine 01 |  | (-)
| CtT1N11 |  | Azimuthally averaged thrust force coefficient (normal to disk) for radial node 11 of turbine 01 |  | (-)
| CtT1N12 |  | Azimuthally averaged thrust force coefficient (normal to disk) for radial node 12 of turbine 01 |  | (-)
| CtT1N13 |  | Azimuthally averaged thrust force coefficient (normal to disk) for radial node 13 of turbine 01 |  | (-)
| CtT1N14 |  | Azimuthally averaged thrust force coefficient (normal to disk) for radial node 14 of turbine 01 |  | (-)
| CtT1N15 |  | Azimuthally averaged thrust force coefficient (normal to disk) for radial node 15 of turbine 01 |  | (-)
| CtT1N16 |  | Azimuthally averaged thrust force coefficient (normal to disk) for radial node 16 of turbine 01 |  | (-)
| CtT1N17 |  | Azimuthally averaged thrust force coefficient (normal to disk) for radial node 17 of turbine 01 |  | (-)
| CtT1N18 |  | Azimuthally averaged thrust force coefficient (normal to disk) for radial node 18 of turbine 01 |  | (-)
| CtT1N19 |  | Azimuthally averaged thrust force coefficient (normal to disk) for radial node 19 of turbine 01 |  | (-)
| CtT1N20 |  | Azimuthally averaged thrust force coefficient (normal to disk) for radial node 20 of turbine 01 |  | (-)
| CtT2N01 |  | Azimuthally averaged thrust force coefficient (normal to disk) for radial node 01 of turbine 02 |  | (-)
| CtT2N02 |  | Azimuthally averaged thrust force coefficient (normal to disk) for radial node 02 of turbine 02 |  | (-)
| CtT2N03 |  | Azimuthally averaged thrust force coefficient (normal to disk) for radial node 03 of turbine 02 |  | (-)
| CtT2N04 |  | Azimuthally averaged thrust force coefficient (normal to disk) for radial node 04 of turbine 02 |  | (-)
| CtT2N05 |  | Azimuthally averaged thrust force coefficient (normal to disk) for radial node 05 of turbine 02 |  | (-)
| CtT2N06 |  | Azimuthally averaged thrust force coefficient (normal to disk) for radial node 06 of turbine 02 |  | (-)
| CtT2N07 |  | Azimuthally averaged thrust force coefficient (normal to disk) for radial node 07 of turbine 02 |  | (-)
| CtT2N08 |  | Azimuthally averaged thrust force coefficient (normal to disk) for radial node 08 of turbine 02 |  | (-)
| CtT2N09 |  | Azimuthally averaged thrust force coefficient (normal to disk) for radial node 09 of turbine 02 |  | (-)
| CtT2N10 |  | Azimuthally averaged thrust force coefficient (normal to disk) for radial node 10 of turbine 02 |  | (-)
| CtT2N11 |  | Azimuthally averaged thrust force coefficient (normal to disk) for radial node 11 of turbine 02 |  | (-)
| CtT2N12 |  | Azimuthally averaged thrust force coefficient (normal to disk) for radial node 12 of turbine 02 |  | (-)
| CtT2N13 |  | Azimuthally averaged thrust force coefficient (normal to disk) for radial node 13 of turbine 02 |  | (-)
| CtT2N14 |  | Azimuthally averaged thrust force coefficient (normal to disk) for radial node 14 of turbine 02 |  | (-)
| CtT2N15 |  | Azimuthally averaged thrust force coefficient (normal to disk) for radial node 15 of turbine 02 |  | (-)
| CtT2N16 |  | Azimuthally averaged thrust force coefficient (normal to disk) for radial node 16 of turbine 02 |  | (-)
| CtT2N17 |  | Azimuthally averaged thrust force coefficient (normal to disk) for radial node 17 of turbine 02 |  | (-)
| CtT2N18 |  | Azimuthally averaged thrust force coefficient (normal to disk) for radial node 18 of turbine 02 |  | (-)
| CtT2N19 |  | Azimuthally averaged thrust force coefficient (normal to disk) for radial node 19 of turbine 02 |  | (-)
| CtT2N20 |  | Azimuthally averaged thrust force coefficient (normal to disk) for radial node 20 of turbine 02 |  | (-)
| CtT3N01 |  | Azimuthally averaged thrust force coefficient (normal to disk) for radial node 01 of turbine 03 |  | (-)
| CtT3N02 |  | Azimuthally averaged thrust force coefficient (normal to disk) for radial node 02 of turbine 03 |  | (-)
| CtT3N03 |  | Azimuthally averaged thrust force coefficient (normal to disk) for radial node 03 of turbine 03 |  | (-)
| CtT3N04 |  | Azimuthally averaged thrust force coefficient (normal to disk) for radial node 04 of turbine 03 |  | (-)
| CtT3N05 |  | Azimuthally averaged thrust force coefficient (normal to disk) for radial node 05 of turbine 03 |  | (-)
| CtT3N06 |  | Azimuthally averaged thrust force coefficient (normal to disk) for radial node 06 of turbine 03 |  | (-)
| CtT3N07 |  | Azimuthally averaged thrust force coefficient (normal to disk) for radial node 07 of turbine 03 |  | (-)
| CtT3N08 |  | Azimuthally averaged thrust force coefficient (normal to disk) for radial node 08 of turbine 03 |  | (-)
| CtT3N09 |  | Azimuthally averaged thrust force coefficient (normal to disk) for radial node 09 of turbine 03 |  | (-)
| CtT3N10 |  | Azimuthally averaged thrust force coefficient (normal to disk) for radial node 10 of turbine 03 |  | (-)
| CtT3N11 |  | Azimuthally averaged thrust force coefficient (normal to disk) for radial node 11 of turbine 03 |  | (-)
| CtT3N12 |  | Azimuthally averaged thrust force coefficient (normal to disk) for radial node 12 of turbine 03 |  | (-)
| CtT3N13 |  | Azimuthally averaged thrust force coefficient (normal to disk) for radial node 13 of turbine 03 |  | (-)
| CtT3N14 |  | Azimuthally averaged thrust force coefficient (normal to disk) for radial node 14 of turbine 03 |  | (-)
| CtT3N15 |  | Azimuthally averaged thrust force coefficient (normal to disk) for radial node 15 of turbine 03 |  | (-)
| CtT3N16 |  | Azimuthally averaged thrust force coefficient (normal to disk) for radial node 16 of turbine 03 |  | (-)
| CtT3N17 |  | Azimuthally averaged thrust force coefficient (normal to disk) for radial node 17 of turbine 03 |  | (-)
| CtT3N18 |  | Azimuthally averaged thrust force coefficient (normal to disk) for radial node 18 of turbine 03 |  | (-)
| CtT3N19 |  | Azimuthally averaged thrust force coefficient (normal to disk) for radial node 19 of turbine 03 |  | (-)
| CtT3N20 |  | Azimuthally averaged thrust force coefficient (normal to disk) for radial node 20 of turbine 03 |  | (-)
| CtT4N01 |  | Azimuthally averaged thrust force coefficient (normal to disk) for radial node 01 of turbine 04 |  | (-)
| CtT4N02 |  | Azimuthally averaged thrust force coefficient (normal to disk) for radial node 02 of turbine 04 |  | (-)
| CtT4N03 |  | Azimuthally averaged thrust force coefficient (normal to disk) for radial node 03 of turbine 04 |  | (-)
| CtT4N04 |  | Azimuthally averaged thrust force coefficient (normal to disk) for radial node 04 of turbine 04 |  | (-)
| CtT4N05 |  | Azimuthally averaged thrust force coefficient (normal to disk) for radial node 05 of turbine 04 |  | (-)
| CtT4N06 |  | Azimuthally averaged thrust force coefficient (normal to disk) for radial node 06 of turbine 04 |  | (-)
| CtT4N07 |  | Azimuthally averaged thrust force coefficient (normal to disk) for radial node 07 of turbine 04 |  | (-)
| CtT4N08 |  | Azimuthally averaged thrust force coefficient (normal to disk) for radial node 08 of turbine 04 |  | (-)
| CtT4N09 |  | Azimuthally averaged thrust force coefficient (normal to disk) for radial node 09 of turbine 04 |  | (-)
| CtT4N10 |  | Azimuthally averaged thrust force coefficient (normal to disk) for radial node 10 of turbine 04 |  | (-)
| CtT4N11 |  | Azimuthally averaged thrust force coefficient (normal to disk) for radial node 11 of turbine 04 |  | (-)
| CtT4N12 |  | Azimuthally averaged thrust force coefficient (normal to disk) for radial node 12 of turbine 04 |  | (-)
| CtT4N13 |  | Azimuthally averaged thrust force coefficient (normal to disk) for radial node 13 of turbine 04 |  | (-)
| CtT4N14 |  | Azimuthally averaged thrust force coefficient (normal to disk) for radial node 14 of turbine 04 |  | (-)
| CtT4N15 |  | Azimuthally averaged thrust force coefficient (normal to disk) for radial node 15 of turbine 04 |  | (-)
| CtT4N16 |  | Azimuthally averaged thrust force coefficient (normal to disk) for radial node 16 of turbine 04 |  | (-)
| CtT4N17 |  | Azimuthally averaged thrust force coefficient (normal to disk) for radial node 17 of turbine 04 |  | (-)
| CtT4N18 |  | Azimuthally averaged thrust force coefficient (normal to disk) for radial node 18 of turbine 04 |  | (-)
| CtT4N19 |  | Azimuthally averaged thrust force coefficient (normal to disk) for radial node 19 of turbine 04 |  | (-)
| CtT4N20 |  | Azimuthally averaged thrust force coefficient (normal to disk) for radial node 20 of turbine 04 |  | (-)
| CtT5N01 |  | Azimuthally averaged thrust force coefficient (normal to disk) for radial node 01 of turbine 05 |  | (-)
| CtT5N02 |  | Azimuthally averaged thrust force coefficient (normal to disk) for radial node 02 of turbine 05 |  | (-)
| CtT5N03 |  | Azimuthally averaged thrust force coefficient (normal to disk) for radial node 03 of turbine 05 |  | (-)
| CtT5N04 |  | Azimuthally averaged thrust force coefficient (normal to disk) for radial node 04 of turbine 05 |  | (-)
| CtT5N05 |  | Azimuthally averaged thrust force coefficient (normal to disk) for radial node 05 of turbine 05 |  | (-)
| CtT5N06 |  | Azimuthally averaged thrust force coefficient (normal to disk) for radial node 06 of turbine 05 |  | (-)
| CtT5N07 |  | Azimuthally averaged thrust force coefficient (normal to disk) for radial node 07 of turbine 05 |  | (-)
| CtT5N08 |  | Azimuthally averaged thrust force coefficient (normal to disk) for radial node 08 of turbine 05 |  | (-)
| CtT5N09 |  | Azimuthally averaged thrust force coefficient (normal to disk) for radial node 09 of turbine 05 |  | (-)
| CtT5N10 |  | Azimuthally averaged thrust force coefficient (normal to disk) for radial node 10 of turbine 05 |  | (-)
| CtT5N11 |  | Azimuthally averaged thrust force coefficient (normal to disk) for radial node 11 of turbine 05 |  | (-)
| CtT5N12 |  | Azimuthally averaged thrust force coefficient (normal to disk) for radial node 12 of turbine 05 |  | (-)
| CtT5N13 |  | Azimuthally averaged thrust force coefficient (normal to disk) for radial node 13 of turbine 05 |  | (-)
| CtT5N14 |  | Azimuthally averaged thrust force coefficient (normal to disk) for radial node 14 of turbine 05 |  | (-)
| CtT5N15 |  | Azimuthally averaged thrust force coefficient (normal to disk) for radial node 15 of turbine 05 |  | (-)
| CtT5N16 |  | Azimuthally averaged thrust force coefficient (normal to disk) for radial node 16 of turbine 05 |  | (-)
| CtT5N17 |  | Azimuthally averaged thrust force coefficient (normal to disk) for radial node 17 of turbine 05 |  | (-)
| CtT5N18 |  | Azimuthally averaged thrust force coefficient (normal to disk) for radial node 18 of turbine 05 |  | (-)
| CtT5N19 |  | Azimuthally averaged thrust force coefficient (normal to disk) for radial node 19 of turbine 05 |  | (-)
| CtT5N20 |  | Azimuthally averaged thrust force coefficient (normal to disk) for radial node 20 of turbine 05 |  | (-)
| CtT6N01 |  | Azimuthally averaged thrust force coefficient (normal to disk) for radial node 01 of turbine 06 |  | (-)
| CtT6N02 |  | Azimuthally averaged thrust force coefficient (normal to disk) for radial node 02 of turbine 06 |  | (-)
| CtT6N03 |  | Azimuthally averaged thrust force coefficient (normal to disk) for radial node 03 of turbine 06 |  | (-)
| CtT6N04 |  | Azimuthally averaged thrust force coefficient (normal to disk) for radial node 04 of turbine 06 |  | (-)
| CtT6N05 |  | Azimuthally averaged thrust force coefficient (normal to disk) for radial node 05 of turbine 06 |  | (-)
| CtT6N06 |  | Azimuthally averaged thrust force coefficient (normal to disk) for radial node 06 of turbine 06 |  | (-)
| CtT6N07 |  | Azimuthally averaged thrust force coefficient (normal to disk) for radial node 07 of turbine 06 |  | (-)
| CtT6N08 |  | Azimuthally averaged thrust force coefficient (normal to disk) for radial node 08 of turbine 06 |  | (-)
| CtT6N09 |  | Azimuthally averaged thrust force coefficient (normal to disk) for radial node 09 of turbine 06 |  | (-)
| CtT6N10 |  | Azimuthally averaged thrust force coefficient (normal to disk) for radial node 10 of turbine 06 |  | (-)
| CtT6N11 |  | Azimuthally averaged thrust force coefficient (normal to disk) for radial node 11 of turbine 06 |  | (-)
| CtT6N12 |  | Azimuthally averaged thrust force coefficient (normal to disk) for radial node 12 of turbine 06 |  | (-)
| CtT6N13 |  | Azimuthally averaged thrust force coefficient (normal to disk) for radial node 13 of turbine 06 |  | (-)
| CtT6N14 |  | Azimuthally averaged thrust force coefficient (normal to disk) for radial node 14 of turbine 06 |  | (-)
| CtT6N15 |  | Azimuthally averaged thrust force coefficient (normal to disk) for radial node 15 of turbine 06 |  | (-)
| CtT6N16 |  | Azimuthally averaged thrust force coefficient (normal to disk) for radial node 16 of turbine 06 |  | (-)
| CtT6N17 |  | Azimuthally averaged thrust force coefficient (normal to disk) for radial node 17 of turbine 06 |  | (-)
| CtT6N18 |  | Azimuthally averaged thrust force coefficient (normal to disk) for radial node 18 of turbine 06 |  | (-)
| CtT6N19 |  | Azimuthally averaged thrust force coefficient (normal to disk) for radial node 19 of turbine 06 |  | (-)
| CtT6N20 |  | Azimuthally averaged thrust force coefficient (normal to disk) for radial node 20 of turbine 06 |  | (-)
| CtT7N01 |  | Azimuthally averaged thrust force coefficient (normal to disk) for radial node 01 of turbine 07 |  | (-)
| CtT7N02 |  | Azimuthally averaged thrust force coefficient (normal to disk) for radial node 02 of turbine 07 |  | (-)
| CtT7N03 |  | Azimuthally averaged thrust force coefficient (normal to disk) for radial node 03 of turbine 07 |  | (-)
| CtT7N04 |  | Azimuthally averaged thrust force coefficient (normal to disk) for radial node 04 of turbine 07 |  | (-)
| CtT7N05 |  | Azimuthally averaged thrust force coefficient (normal to disk) for radial node 05 of turbine 07 |  | (-)
| CtT7N06 |  | Azimuthally averaged thrust force coefficient (normal to disk) for radial node 06 of turbine 07 |  | (-)
| CtT7N07 |  | Azimuthally averaged thrust force coefficient (normal to disk) for radial node 07 of turbine 07 |  | (-)
| CtT7N08 |  | Azimuthally averaged thrust force coefficient (normal to disk) for radial node 08 of turbine 07 |  | (-)
| CtT7N09 |  | Azimuthally averaged thrust force coefficient (normal to disk) for radial node 09 of turbine 07 |  | (-)
| CtT7N10 |  | Azimuthally averaged thrust force coefficient (normal to disk) for radial node 10 of turbine 07 |  | (-)
| CtT7N11 |  | Azimuthally averaged thrust force coefficient (normal to disk) for radial node 11 of turbine 07 |  | (-)
| CtT7N12 |  | Azimuthally averaged thrust force coefficient (normal to disk) for radial node 12 of turbine 07 |  | (-)
| CtT7N13 |  | Azimuthally averaged thrust force coefficient (normal to disk) for radial node 13 of turbine 07 |  | (-)
| CtT7N14 |  | Azimuthally averaged thrust force coefficient (normal to disk) for radial node 14 of turbine 07 |  | (-)
| CtT7N15 |  | Azimuthally averaged thrust force coefficient (normal to disk) for radial node 15 of turbine 07 |  | (-)
| CtT7N16 |  | Azimuthally averaged thrust force coefficient (normal to disk) for radial node 16 of turbine 07 |  | (-)
| CtT7N17 |  | Azimuthally averaged thrust force coefficient (normal to disk) for radial node 17 of turbine 07 |  | (-)
| CtT7N18 |  | Azimuthally averaged thrust force coefficient (normal to disk) for radial node 18 of turbine 07 |  | (-)
| CtT7N19 |  | Azimuthally averaged thrust force coefficient (normal to disk) for radial node 19 of turbine 07 |  | (-)
| CtT7N20 |  | Azimuthally averaged thrust force coefficient (normal to disk) for radial node 20 of turbine 07 |  | (-)
| CtT8N01 |  | Azimuthally averaged thrust force coefficient (normal to disk) for radial node 01 of turbine 08 |  | (-)
| CtT8N02 |  | Azimuthally averaged thrust force coefficient (normal to disk) for radial node 02 of turbine 08 |  | (-)
| CtT8N03 |  | Azimuthally averaged thrust force coefficient (normal to disk) for radial node 03 of turbine 08 |  | (-)
| CtT8N04 |  | Azimuthally averaged thrust force coefficient (normal to disk) for radial node 04 of turbine 08 |  | (-)
| CtT8N05 |  | Azimuthally averaged thrust force coefficient (normal to disk) for radial node 05 of turbine 08 |  | (-)
| CtT8N06 |  | Azimuthally averaged thrust force coefficient (normal to disk) for radial node 06 of turbine 08 |  | (-)
| CtT8N07 |  | Azimuthally averaged thrust force coefficient (normal to disk) for radial node 07 of turbine 08 |  | (-)
| CtT8N08 |  | Azimuthally averaged thrust force coefficient (normal to disk) for radial node 08 of turbine 08 |  | (-)
| CtT8N09 |  | Azimuthally averaged thrust force coefficient (normal to disk) for radial node 09 of turbine 08 |  | (-)
| CtT8N10 |  | Azimuthally averaged thrust force coefficient (normal to disk) for radial node 10 of turbine 08 |  | (-)
| CtT8N11 |  | Azimuthally averaged thrust force coefficient (normal to disk) for radial node 11 of turbine 08 |  | (-)
| CtT8N12 |  | Azimuthally averaged thrust force coefficient (normal to disk) for radial node 12 of turbine 08 |  | (-)
| CtT8N13 |  | Azimuthally averaged thrust force coefficient (normal to disk) for radial node 13 of turbine 08 |  | (-)
| CtT8N14 |  | Azimuthally averaged thrust force coefficient (normal to disk) for radial node 14 of turbine 08 |  | (-)
| CtT8N15 |  | Azimuthally averaged thrust force coefficient (normal to disk) for radial node 15 of turbine 08 |  | (-)
| CtT8N16 |  | Azimuthally averaged thrust force coefficient (normal to disk) for radial node 16 of turbine 08 |  | (-)
| CtT8N17 |  | Azimuthally averaged thrust force coefficient (normal to disk) for radial node 17 of turbine 08 |  | (-)
| CtT8N18 |  | Azimuthally averaged thrust force coefficient (normal to disk) for radial node 18 of turbine 08 |  | (-)
| CtT8N19 |  | Azimuthally averaged thrust force coefficient (normal to disk) for radial node 19 of turbine 08 |  | (-)
| CtT8N20 |  | Azimuthally averaged thrust force coefficient (normal to disk) for radial node 20 of turbine 08 |  | (-)
| CtT9N01 |  | Azimuthally averaged thrust force coefficient (normal to disk) for radial node 01 of turbine 09 |  | (-)
| CtT9N02 |  | Azimuthally averaged thrust force coefficient (normal to disk) for radial node 02 of turbine 09 |  | (-)
| CtT9N03 |  | Azimuthally averaged thrust force coefficient (normal to disk) for radial node 03 of turbine 09 |  | (-)
| CtT9N04 |  | Azimuthally averaged thrust force coefficient (normal to disk) for radial node 04 of turbine 09 |  | (-)
| CtT9N05 |  | Azimuthally averaged thrust force coefficient (normal to disk) for radial node 05 of turbine 09 |  | (-)
| CtT9N06 |  | Azimuthally averaged thrust force coefficient (normal to disk) for radial node 06 of turbine 09 |  | (-)
| CtT9N07 |  | Azimuthally averaged thrust force coefficient (normal to disk) for radial node 07 of turbine 09 |  | (-)
| CtT9N08 |  | Azimuthally averaged thrust force coefficient (normal to disk) for radial node 08 of turbine 09 |  | (-)
| CtT9N09 |  | Azimuthally averaged thrust force coefficient (normal to disk) for radial node 09 of turbine 09 |  | (-)
| CtT9N10 |  | Azimuthally averaged thrust force coefficient (normal to disk) for radial node 10 of turbine 09 |  | (-)
| CtT9N11 |  | Azimuthally averaged thrust force coefficient (normal to disk) for radial node 11 of turbine 09 |  | (-)
| CtT9N12 |  | Azimuthally averaged thrust force coefficient (normal to disk) for radial node 12 of turbine 09 |  | (-)
| CtT9N13 |  | Azimuthally averaged thrust force coefficient (normal to disk) for radial node 13 of turbine 09 |  | (-)
| CtT9N14 |  | Azimuthally averaged thrust force coefficient (normal to disk) for radial node 14 of turbine 09 |  | (-)
| CtT9N15 |  | Azimuthally averaged thrust force coefficient (normal to disk) for radial node 15 of turbine 09 |  | (-)
| CtT9N16 |  | Azimuthally averaged thrust force coefficient (normal to disk) for radial node 16 of turbine 09 |  | (-)
| CtT9N17 |  | Azimuthally averaged thrust force coefficient (normal to disk) for radial node 17 of turbine 09 |  | (-)
| CtT9N18 |  | Azimuthally averaged thrust force coefficient (normal to disk) for radial node 18 of turbine 09 |  | (-)
| CtT9N19 |  | Azimuthally averaged thrust force coefficient (normal to disk) for radial node 19 of turbine 09 |  | (-)
| CtT9N20 |  | Azimuthally averaged thrust force coefficient (normal to disk) for radial node 20 of turbine 09 |  | (-)
Orientation of the wake centerline
| WkAxsXT1D1 |  | X-component of the wake centerline orientation for downstream distance 01 of turbine 01 in the global coordinate system |  | (-)
| WkAxsXT1D2 |  | X-component of the wake centerline orientation for downstream distance 02 of turbine 01 in the global coordinate system |  | (-)
| WkAxsXT1D3 |  | X-component of the wake centerline orientation for downstream distance 03 of turbine 01 in the global coordinate system |  | (-)
| WkAxsXT1D4 |  | X-component of the wake centerline orientation for downstream distance 04 of turbine 01 in the global coordinate system |  | (-)
| WkAxsXT1D5 |  | X-component of the wake centerline orientation for downstream distance 05 of turbine 01 in the global coordinate system |  | (-)
| WkAxsXT1D6 |  | X-component of the wake centerline orientation for downstream distance 06 of turbine 01 in the global coordinate system |  | (-)
| WkAxsXT1D7 |  | X-component of the wake centerline orientation for downstream distance 07 of turbine 01 in the global coordinate system |  | (-)
| WkAxsXT1D8 |  | X-component of the wake centerline orientation for downstream distance 08 of turbine 01 in the global coordinate system |  | (-)
| WkAxsXT1D9 |  | X-component of the wake centerline orientation for downstream distance 09 of turbine 01 in the global coordinate system |  | (-)
| WkAxsXT2D1 |  | X-component of the wake centerline orientation for downstream distance 01 of turbine 02 in the global coordinate system |  | (-)
| WkAxsXT2D2 |  | X-component of the wake centerline orientation for downstream distance 02 of turbine 02 in the global coordinate system |  | (-)
| WkAxsXT2D3 |  | X-component of the wake centerline orientation for downstream distance 03 of turbine 02 in the global coordinate system |  | (-)
| WkAxsXT2D4 |  | X-component of the wake centerline orientation for downstream distance 04 of turbine 02 in the global coordinate system |  | (-)
| WkAxsXT2D5 |  | X-component of the wake centerline orientation for downstream distance 05 of turbine 02 in the global coordinate system |  | (-)
| WkAxsXT2D6 |  | X-component of the wake centerline orientation for downstream distance 06 of turbine 02 in the global coordinate system |  | (-)
| WkAxsXT2D7 |  | X-component of the wake centerline orientation for downstream distance 07 of turbine 02 in the global coordinate system |  | (-)
| WkAxsXT2D8 |  | X-component of the wake centerline orientation for downstream distance 08 of turbine 02 in the global coordinate system |  | (-)
| WkAxsXT2D9 |  | X-component of the wake centerline orientation for downstream distance 09 of turbine 02 in the global coordinate system |  | (-)
| WkAxsXT3D1 |  | X-component of the wake centerline orientation for downstream distance 01 of turbine 03 in the global coordinate system |  | (-)
| WkAxsXT3D2 |  | X-component of the wake centerline orientation for downstream distance 02 of turbine 03 in the global coordinate system |  | (-)
| WkAxsXT3D3 |  | X-component of the wake centerline orientation for downstream distance 03 of turbine 03 in the global coordinate system |  | (-)
| WkAxsXT3D4 |  | X-component of the wake centerline orientation for downstream distance 04 of turbine 03 in the global coordinate system |  | (-)
| WkAxsXT3D5 |  | X-component of the wake centerline orientation for downstream distance 05 of turbine 03 in the global coordinate system |  | (-)
| WkAxsXT3D6 |  | X-component of the wake centerline orientation for downstream distance 06 of turbine 03 in the global coordinate system |  | (-)
| WkAxsXT3D7 |  | X-component of the wake centerline orientation for downstream distance 07 of turbine 03 in the global coordinate system |  | (-)
| WkAxsXT3D8 |  | X-component of the wake centerline orientation for downstream distance 08 of turbine 03 in the global coordinate system |  | (-)
| WkAxsXT3D9 |  | X-component of the wake centerline orientation for downstream distance 09 of turbine 03 in the global coordinate system |  | (-)
| WkAxsXT4D1 |  | X-component of the wake centerline orientation for downstream distance 01 of turbine 04 in the global coordinate system |  | (-)
| WkAxsXT4D2 |  | X-component of the wake centerline orientation for downstream distance 02 of turbine 04 in the global coordinate system |  | (-)
| WkAxsXT4D3 |  | X-component of the wake centerline orientation for downstream distance 03 of turbine 04 in the global coordinate system |  | (-)
| WkAxsXT4D4 |  | X-component of the wake centerline orientation for downstream distance 04 of turbine 04 in the global coordinate system |  | (-)
| WkAxsXT4D5 |  | X-component of the wake centerline orientation for downstream distance 05 of turbine 04 in the global coordinate system |  | (-)
| WkAxsXT4D6 |  | X-component of the wake centerline orientation for downstream distance 06 of turbine 04 in the global coordinate system |  | (-)
| WkAxsXT4D7 |  | X-component of the wake centerline orientation for downstream distance 07 of turbine 04 in the global coordinate system |  | (-)
| WkAxsXT4D8 |  | X-component of the wake centerline orientation for downstream distance 08 of turbine 04 in the global coordinate system |  | (-)
| WkAxsXT4D9 |  | X-component of the wake centerline orientation for downstream distance 09 of turbine 04 in the global coordinate system |  | (-)
| WkAxsXT5D1 |  | X-component of the wake centerline orientation for downstream distance 01 of turbine 05 in the global coordinate system |  | (-)
| WkAxsXT5D2 |  | X-component of the wake centerline orientation for downstream distance 02 of turbine 05 in the global coordinate system |  | (-)
| WkAxsXT5D3 |  | X-component of the wake centerline orientation for downstream distance 03 of turbine 05 in the global coordinate system |  | (-)
| WkAxsXT5D4 |  | X-component of the wake centerline orientation for downstream distance 04 of turbine 05 in the global coordinate system |  | (-)
| WkAxsXT5D5 |  | X-component of the wake centerline orientation for downstream distance 05 of turbine 05 in the global coordinate system |  | (-)
| WkAxsXT5D6 |  | X-component of the wake centerline orientation for downstream distance 06 of turbine 05 in the global coordinate system |  | (-)
| WkAxsXT5D7 |  | X-component of the wake centerline orientation for downstream distance 07 of turbine 05 in the global coordinate system |  | (-)
| WkAxsXT5D8 |  | X-component of the wake centerline orientation for downstream distance 08 of turbine 05 in the global coordinate system |  | (-)
| WkAxsXT5D9 |  | X-component of the wake centerline orientation for downstream distance 09 of turbine 05 in the global coordinate system |  | (-)
| WkAxsXT6D1 |  | X-component of the wake centerline orientation for downstream distance 01 of turbine 06 in the global coordinate system |  | (-)
| WkAxsXT6D2 |  | X-component of the wake centerline orientation for downstream distance 02 of turbine 06 in the global coordinate system |  | (-)
| WkAxsXT6D3 |  | X-component of the wake centerline orientation for downstream distance 03 of turbine 06 in the global coordinate system |  | (-)
| WkAxsXT6D4 |  | X-component of the wake centerline orientation for downstream distance 04 of turbine 06 in the global coordinate system |  | (-)
| WkAxsXT6D5 |  | X-component of the wake centerline orientation for downstream distance 05 of turbine 06 in the global coordinate system |  | (-)
| WkAxsXT6D6 |  | X-component of the wake centerline orientation for downstream distance 06 of turbine 06 in the global coordinate system |  | (-)
| WkAxsXT6D7 |  | X-component of the wake centerline orientation for downstream distance 07 of turbine 06 in the global coordinate system |  | (-)
| WkAxsXT6D8 |  | X-component of the wake centerline orientation for downstream distance 08 of turbine 06 in the global coordinate system |  | (-)
| WkAxsXT6D9 |  | X-component of the wake centerline orientation for downstream distance 09 of turbine 06 in the global coordinate system |  | (-)
| WkAxsXT7D1 |  | X-component of the wake centerline orientation for downstream distance 01 of turbine 07 in the global coordinate system |  | (-)
| WkAxsXT7D2 |  | X-component of the wake centerline orientation for downstream distance 02 of turbine 07 in the global coordinate system |  | (-)
| WkAxsXT7D3 |  | X-component of the wake centerline orientation for downstream distance 03 of turbine 07 in the global coordinate system |  | (-)
| WkAxsXT7D4 |  | X-component of the wake centerline orientation for downstream distance 04 of turbine 07 in the global coordinate system |  | (-)
| WkAxsXT7D5 |  | X-component of the wake centerline orientation for downstream distance 05 of turbine 07 in the global coordinate system |  | (-)
| WkAxsXT7D6 |  | X-component of the wake centerline orientation for downstream distance 06 of turbine 07 in the global coordinate system |  | (-)
| WkAxsXT7D7 |  | X-component of the wake centerline orientation for downstream distance 07 of turbine 07 in the global coordinate system |  | (-)
| WkAxsXT7D8 |  | X-component of the wake centerline orientation for downstream distance 08 of turbine 07 in the global coordinate system |  | (-)
| WkAxsXT7D9 |  | X-component of the wake centerline orientation for downstream distance 09 of turbine 07 in the global coordinate system |  | (-)
| WkAxsXT8D1 |  | X-component of the wake centerline orientation for downstream distance 01 of turbine 08 in the global coordinate system |  | (-)
| WkAxsXT8D2 |  | X-component of the wake centerline orientation for downstream distance 02 of turbine 08 in the global coordinate system |  | (-)
| WkAxsXT8D3 |  | X-component of the wake centerline orientation for downstream distance 03 of turbine 08 in the global coordinate system |  | (-)
| WkAxsXT8D4 |  | X-component of the wake centerline orientation for downstream distance 04 of turbine 08 in the global coordinate system |  | (-)
| WkAxsXT8D5 |  | X-component of the wake centerline orientation for downstream distance 05 of turbine 08 in the global coordinate system |  | (-)
| WkAxsXT8D6 |  | X-component of the wake centerline orientation for downstream distance 06 of turbine 08 in the global coordinate system |  | (-)
| WkAxsXT8D7 |  | X-component of the wake centerline orientation for downstream distance 07 of turbine 08 in the global coordinate system |  | (-)
| WkAxsXT8D8 |  | X-component of the wake centerline orientation for downstream distance 08 of turbine 08 in the global coordinate system |  | (-)
| WkAxsXT8D9 |  | X-component of the wake centerline orientation for downstream distance 09 of turbine 08 in the global coordinate system |  | (-)
| WkAxsXT9D1 |  | X-component of the wake centerline orientation for downstream distance 01 of turbine 09 in the global coordinate system |  | (-)
| WkAxsXT9D2 |  | X-component of the wake centerline orientation for downstream distance 02 of turbine 09 in the global coordinate system |  | (-)
| WkAxsXT9D3 |  | X-component of the wake centerline orientation for downstream distance 03 of turbine 09 in the global coordinate system |  | (-)
| WkAxsXT9D4 |  | X-component of the wake centerline orientation for downstream distance 04 of turbine 09 in the global coordinate system |  | (-)
| WkAxsXT9D5 |  | X-component of the wake centerline orientation for downstream distance 05 of turbine 09 in the global coordinate system |  | (-)
| WkAxsXT9D6 |  | X-component of the wake centerline orientation for downstream distance 06 of turbine 09 in the global coordinate system |  | (-)
| WkAxsXT9D7 |  | X-component of the wake centerline orientation for downstream distance 07 of turbine 09 in the global coordinate system |  | (-)
| WkAxsXT9D8 |  | X-component of the wake centerline orientation for downstream distance 08 of turbine 09 in the global coordinate system |  | (-)
| WkAxsXT9D9 |  | X-component of the wake centerline orientation for downstream distance 09 of turbine 09 in the global coordinate system |  | (-)
| WkAxsYT1D1 |  | Y-component of the wake centerline orientation for downstream distance 01 of turbine 01 in the global coordinate system |  | (-)
| WkAxsYT1D2 |  | Y-component of the wake centerline orientation for downstream distance 02 of turbine 01 in the global coordinate system |  | (-)
| WkAxsYT1D3 |  | Y-component of the wake centerline orientation for downstream distance 03 of turbine 01 in the global coordinate system |  | (-)
| WkAxsYT1D4 |  | Y-component of the wake centerline orientation for downstream distance 04 of turbine 01 in the global coordinate system |  | (-)
| WkAxsYT1D5 |  | Y-component of the wake centerline orientation for downstream distance 05 of turbine 01 in the global coordinate system |  | (-)
| WkAxsYT1D6 |  | Y-component of the wake centerline orientation for downstream distance 06 of turbine 01 in the global coordinate system |  | (-)
| WkAxsYT1D7 |  | Y-component of the wake centerline orientation for downstream distance 07 of turbine 01 in the global coordinate system |  | (-)
| WkAxsYT1D8 |  | Y-component of the wake centerline orientation for downstream distance 08 of turbine 01 in the global coordinate system |  | (-)
| WkAxsYT1D9 |  | Y-component of the wake centerline orientation for downstream distance 09 of turbine 01 in the global coordinate system |  | (-)
| WkAxsYT2D1 |  | Y-component of the wake centerline orientation for downstream distance 01 of turbine 02 in the global coordinate system |  | (-)
| WkAxsYT2D2 |  | Y-component of the wake centerline orientation for downstream distance 02 of turbine 02 in the global coordinate system |  | (-)
| WkAxsYT2D3 |  | Y-component of the wake centerline orientation for downstream distance 03 of turbine 02 in the global coordinate system |  | (-)
| WkAxsYT2D4 |  | Y-component of the wake centerline orientation for downstream distance 04 of turbine 02 in the global coordinate system |  | (-)
| WkAxsYT2D5 |  | Y-component of the wake centerline orientation for downstream distance 05 of turbine 02 in the global coordinate system |  | (-)
| WkAxsYT2D6 |  | Y-component of the wake centerline orientation for downstream distance 06 of turbine 02 in the global coordinate system |  | (-)
| WkAxsYT2D7 |  | Y-component of the wake centerline orientation for downstream distance 07 of turbine 02 in the global coordinate system |  | (-)
| WkAxsYT2D8 |  | Y-component of the wake centerline orientation for downstream distance 08 of turbine 02 in the global coordinate system |  | (-)
| WkAxsYT2D9 |  | Y-component of the wake centerline orientation for downstream distance 09 of turbine 02 in the global coordinate system |  | (-)
| WkAxsYT3D1 |  | Y-component of the wake centerline orientation for downstream distance 01 of turbine 03 in the global coordinate system |  | (-)
| WkAxsYT3D2 |  | Y-component of the wake centerline orientation for downstream distance 02 of turbine 03 in the global coordinate system |  | (-)
| WkAxsYT3D3 |  | Y-component of the wake centerline orientation for downstream distance 03 of turbine 03 in the global coordinate system |  | (-)
| WkAxsYT3D4 |  | Y-component of the wake centerline orientation for downstream distance 04 of turbine 03 in the global coordinate system |  | (-)
| WkAxsYT3D5 |  | Y-component of the wake centerline orientation for downstream distance 05 of turbine 03 in the global coordinate system |  | (-)
| WkAxsYT3D6 |  | Y-component of the wake centerline orientation for downstream distance 06 of turbine 03 in the global coordinate system |  | (-)
| WkAxsYT3D7 |  | Y-component of the wake centerline orientation for downstream distance 07 of turbine 03 in the global coordinate system |  | (-)
| WkAxsYT3D8 |  | Y-component of the wake centerline orientation for downstream distance 08 of turbine 03 in the global coordinate system |  | (-)
| WkAxsYT3D9 |  | Y-component of the wake centerline orientation for downstream distance 09 of turbine 03 in the global coordinate system |  | (-)
| WkAxsYT4D1 |  | Y-component of the wake centerline orientation for downstream distance 01 of turbine 04 in the global coordinate system |  | (-)
| WkAxsYT4D2 |  | Y-component of the wake centerline orientation for downstream distance 02 of turbine 04 in the global coordinate system |  | (-)
| WkAxsYT4D3 |  | Y-component of the wake centerline orientation for downstream distance 03 of turbine 04 in the global coordinate system |  | (-)
| WkAxsYT4D4 |  | Y-component of the wake centerline orientation for downstream distance 04 of turbine 04 in the global coordinate system |  | (-)
| WkAxsYT4D5 |  | Y-component of the wake centerline orientation for downstream distance 05 of turbine 04 in the global coordinate system |  | (-)
| WkAxsYT4D6 |  | Y-component of the wake centerline orientation for downstream distance 06 of turbine 04 in the global coordinate system |  | (-)
| WkAxsYT4D7 |  | Y-component of the wake centerline orientation for downstream distance 07 of turbine 04 in the global coordinate system |  | (-)
| WkAxsYT4D8 |  | Y-component of the wake centerline orientation for downstream distance 08 of turbine 04 in the global coordinate system |  | (-)
| WkAxsYT4D9 |  | Y-component of the wake centerline orientation for downstream distance 09 of turbine 04 in the global coordinate system |  | (-)
| WkAxsYT5D1 |  | Y-component of the wake centerline orientation for downstream distance 01 of turbine 05 in the global coordinate system |  | (-)
| WkAxsYT5D2 |  | Y-component of the wake centerline orientation for downstream distance 02 of turbine 05 in the global coordinate system |  | (-)
| WkAxsYT5D3 |  | Y-component of the wake centerline orientation for downstream distance 03 of turbine 05 in the global coordinate system |  | (-)
| WkAxsYT5D4 |  | Y-component of the wake centerline orientation for downstream distance 04 of turbine 05 in the global coordinate system |  | (-)
| WkAxsYT5D5 |  | Y-component of the wake centerline orientation for downstream distance 05 of turbine 05 in the global coordinate system |  | (-)
| WkAxsYT5D6 |  | Y-component of the wake centerline orientation for downstream distance 06 of turbine 05 in the global coordinate system |  | (-)
| WkAxsYT5D7 |  | Y-component of the wake centerline orientation for downstream distance 07 of turbine 05 in the global coordinate system |  | (-)
| WkAxsYT5D8 |  | Y-component of the wake centerline orientation for downstream distance 08 of turbine 05 in the global coordinate system |  | (-)
| WkAxsYT5D9 |  | Y-component of the wake centerline orientation for downstream distance 09 of turbine 05 in the global coordinate system |  | (-)
| WkAxsYT6D1 |  | Y-component of the wake centerline orientation for downstream distance 01 of turbine 06 in the global coordinate system |  | (-)
| WkAxsYT6D2 |  | Y-component of the wake centerline orientation for downstream distance 02 of turbine 06 in the global coordinate system |  | (-)
| WkAxsYT6D3 |  | Y-component of the wake centerline orientation for downstream distance 03 of turbine 06 in the global coordinate system |  | (-)
| WkAxsYT6D4 |  | Y-component of the wake centerline orientation for downstream distance 04 of turbine 06 in the global coordinate system |  | (-)
| WkAxsYT6D5 |  | Y-component of the wake centerline orientation for downstream distance 05 of turbine 06 in the global coordinate system |  | (-)
| WkAxsYT6D6 |  | Y-component of the wake centerline orientation for downstream distance 06 of turbine 06 in the global coordinate system |  | (-)
| WkAxsYT6D7 |  | Y-component of the wake centerline orientation for downstream distance 07 of turbine 06 in the global coordinate system |  | (-)
| WkAxsYT6D8 |  | Y-component of the wake centerline orientation for downstream distance 08 of turbine 06 in the global coordinate system |  | (-)
| WkAxsYT6D9 |  | Y-component of the wake centerline orientation for downstream distance 09 of turbine 06 in the global coordinate system |  | (-)
| WkAxsYT7D1 |  | Y-component of the wake centerline orientation for downstream distance 01 of turbine 07 in the global coordinate system |  | (-)
| WkAxsYT7D2 |  | Y-component of the wake centerline orientation for downstream distance 02 of turbine 07 in the global coordinate system |  | (-)
| WkAxsYT7D3 |  | Y-component of the wake centerline orientation for downstream distance 03 of turbine 07 in the global coordinate system |  | (-)
| WkAxsYT7D4 |  | Y-component of the wake centerline orientation for downstream distance 04 of turbine 07 in the global coordinate system |  | (-)
| WkAxsYT7D5 |  | Y-component of the wake centerline orientation for downstream distance 05 of turbine 07 in the global coordinate system |  | (-)
| WkAxsYT7D6 |  | Y-component of the wake centerline orientation for downstream distance 06 of turbine 07 in the global coordinate system |  | (-)
| WkAxsYT7D7 |  | Y-component of the wake centerline orientation for downstream distance 07 of turbine 07 in the global coordinate system |  | (-)
| WkAxsYT7D8 |  | Y-component of the wake centerline orientation for downstream distance 08 of turbine 07 in the global coordinate system |  | (-)
| WkAxsYT7D9 |  | Y-component of the wake centerline orientation for downstream distance 09 of turbine 07 in the global coordinate system |  | (-)
| WkAxsYT8D1 |  | Y-component of the wake centerline orientation for downstream distance 01 of turbine 08 in the global coordinate system |  | (-)
| WkAxsYT8D2 |  | Y-component of the wake centerline orientation for downstream distance 02 of turbine 08 in the global coordinate system |  | (-)
| WkAxsYT8D3 |  | Y-component of the wake centerline orientation for downstream distance 03 of turbine 08 in the global coordinate system |  | (-)
| WkAxsYT8D4 |  | Y-component of the wake centerline orientation for downstream distance 04 of turbine 08 in the global coordinate system |  | (-)
| WkAxsYT8D5 |  | Y-component of the wake centerline orientation for downstream distance 05 of turbine 08 in the global coordinate system |  | (-)
| WkAxsYT8D6 |  | Y-component of the wake centerline orientation for downstream distance 06 of turbine 08 in the global coordinate system |  | (-)
| WkAxsYT8D7 |  | Y-component of the wake centerline orientation for downstream distance 07 of turbine 08 in the global coordinate system |  | (-)
| WkAxsYT8D8 |  | Y-component of the wake centerline orientation for downstream distance 08 of turbine 08 in the global coordinate system |  | (-)
| WkAxsYT8D9 |  | Y-component of the wake centerline orientation for downstream distance 09 of turbine 08 in the global coordinate system |  | (-)
| WkAxsYT9D1 |  | Y-component of the wake centerline orientation for downstream distance 01 of turbine 09 in the global coordinate system |  | (-)
| WkAxsYT9D2 |  | Y-component of the wake centerline orientation for downstream distance 02 of turbine 09 in the global coordinate system |  | (-)
| WkAxsYT9D3 |  | Y-component of the wake centerline orientation for downstream distance 03 of turbine 09 in the global coordinate system |  | (-)
| WkAxsYT9D4 |  | Y-component of the wake centerline orientation for downstream distance 04 of turbine 09 in the global coordinate system |  | (-)
| WkAxsYT9D5 |  | Y-component of the wake centerline orientation for downstream distance 05 of turbine 09 in the global coordinate system |  | (-)
| WkAxsYT9D6 |  | Y-component of the wake centerline orientation for downstream distance 06 of turbine 09 in the global coordinate system |  | (-)
| WkAxsYT9D7 |  | Y-component of the wake centerline orientation for downstream distance 07 of turbine 09 in the global coordinate system |  | (-)
| WkAxsYT9D8 |  | Y-component of the wake centerline orientation for downstream distance 08 of turbine 09 in the global coordinate system |  | (-)
| WkAxsYT9D9 |  | Y-component of the wake centerline orientation for downstream distance 09 of turbine 09 in the global coordinate system |  | (-)
| WkAxsZT1D1 |  | Z-component of the wake centerline orientation for downstream distance 01 of turbine 01 in the global coordinate system |  | (-)
| WkAxsZT1D2 |  | Z-component of the wake centerline orientation for downstream distance 02 of turbine 01 in the global coordinate system |  | (-)
| WkAxsZT1D3 |  | Z-component of the wake centerline orientation for downstream distance 03 of turbine 01 in the global coordinate system |  | (-)
| WkAxsZT1D4 |  | Z-component of the wake centerline orientation for downstream distance 04 of turbine 01 in the global coordinate system |  | (-)
| WkAxsZT1D5 |  | Z-component of the wake centerline orientation for downstream distance 05 of turbine 01 in the global coordinate system |  | (-)
| WkAxsZT1D6 |  | Z-component of the wake centerline orientation for downstream distance 06 of turbine 01 in the global coordinate system |  | (-)
| WkAxsZT1D7 |  | Z-component of the wake centerline orientation for downstream distance 07 of turbine 01 in the global coordinate system |  | (-)
| WkAxsZT1D8 |  | Z-component of the wake centerline orientation for downstream distance 08 of turbine 01 in the global coordinate system |  | (-)
| WkAxsZT1D9 |  | Z-component of the wake centerline orientation for downstream distance 09 of turbine 01 in the global coordinate system |  | (-)
| WkAxsZT2D1 |  | Z-component of the wake centerline orientation for downstream distance 01 of turbine 02 in the global coordinate system |  | (-)
| WkAxsZT2D2 |  | Z-component of the wake centerline orientation for downstream distance 02 of turbine 02 in the global coordinate system |  | (-)
| WkAxsZT2D3 |  | Z-component of the wake centerline orientation for downstream distance 03 of turbine 02 in the global coordinate system |  | (-)
| WkAxsZT2D4 |  | Z-component of the wake centerline orientation for downstream distance 04 of turbine 02 in the global coordinate system |  | (-)
| WkAxsZT2D5 |  | Z-component of the wake centerline orientation for downstream distance 05 of turbine 02 in the global coordinate system |  | (-)
| WkAxsZT2D6 |  | Z-component of the wake centerline orientation for downstream distance 06 of turbine 02 in the global coordinate system |  | (-)
| WkAxsZT2D7 |  | Z-component of the wake centerline orientation for downstream distance 07 of turbine 02 in the global coordinate system |  | (-)
| WkAxsZT2D8 |  | Z-component of the wake centerline orientation for downstream distance 08 of turbine 02 in the global coordinate system |  | (-)
| WkAxsZT2D9 |  | Z-component of the wake centerline orientation for downstream distance 09 of turbine 02 in the global coordinate system |  | (-)
| WkAxsZT3D1 |  | Z-component of the wake centerline orientation for downstream distance 01 of turbine 03 in the global coordinate system |  | (-)
| WkAxsZT3D2 |  | Z-component of the wake centerline orientation for downstream distance 02 of turbine 03 in the global coordinate system |  | (-)
| WkAxsZT3D3 |  | Z-component of the wake centerline orientation for downstream distance 03 of turbine 03 in the global coordinate system |  | (-)
| WkAxsZT3D4 |  | Z-component of the wake centerline orientation for downstream distance 04 of turbine 03 in the global coordinate system |  | (-)
| WkAxsZT3D5 |  | Z-component of the wake centerline orientation for downstream distance 05 of turbine 03 in the global coordinate system |  | (-)
| WkAxsZT3D6 |  | Z-component of the wake centerline orientation for downstream distance 06 of turbine 03 in the global coordinate system |  | (-)
| WkAxsZT3D7 |  | Z-component of the wake centerline orientation for downstream distance 07 of turbine 03 in the global coordinate system |  | (-)
| WkAxsZT3D8 |  | Z-component of the wake centerline orientation for downstream distance 08 of turbine 03 in the global coordinate system |  | (-)
| WkAxsZT3D9 |  | Z-component of the wake centerline orientation for downstream distance 09 of turbine 03 in the global coordinate system |  | (-)
| WkAxsZT4D1 |  | Z-component of the wake centerline orientation for downstream distance 01 of turbine 04 in the global coordinate system |  | (-)
| WkAxsZT4D2 |  | Z-component of the wake centerline orientation for downstream distance 02 of turbine 04 in the global coordinate system |  | (-)
| WkAxsZT4D3 |  | Z-component of the wake centerline orientation for downstream distance 03 of turbine 04 in the global coordinate system |  | (-)
| WkAxsZT4D4 |  | Z-component of the wake centerline orientation for downstream distance 04 of turbine 04 in the global coordinate system |  | (-)
| WkAxsZT4D5 |  | Z-component of the wake centerline orientation for downstream distance 05 of turbine 04 in the global coordinate system |  | (-)
| WkAxsZT4D6 |  | Z-component of the wake centerline orientation for downstream distance 06 of turbine 04 in the global coordinate system |  | (-)
| WkAxsZT4D7 |  | Z-component of the wake centerline orientation for downstream distance 07 of turbine 04 in the global coordinate system |  | (-)
| WkAxsZT4D8 |  | Z-component of the wake centerline orientation for downstream distance 08 of turbine 04 in the global coordinate system |  | (-)
| WkAxsZT4D9 |  | Z-component of the wake centerline orientation for downstream distance 09 of turbine 04 in the global coordinate system |  | (-)
| WkAxsZT5D1 |  | Z-component of the wake centerline orientation for downstream distance 01 of turbine 05 in the global coordinate system |  | (-)
| WkAxsZT5D2 |  | Z-component of the wake centerline orientation for downstream distance 02 of turbine 05 in the global coordinate system |  | (-)
| WkAxsZT5D3 |  | Z-component of the wake centerline orientation for downstream distance 03 of turbine 05 in the global coordinate system |  | (-)
| WkAxsZT5D4 |  | Z-component of the wake centerline orientation for downstream distance 04 of turbine 05 in the global coordinate system |  | (-)
| WkAxsZT5D5 |  | Z-component of the wake centerline orientation for downstream distance 05 of turbine 05 in the global coordinate system |  | (-)
| WkAxsZT5D6 |  | Z-component of the wake centerline orientation for downstream distance 06 of turbine 05 in the global coordinate system |  | (-)
| WkAxsZT5D7 |  | Z-component of the wake centerline orientation for downstream distance 07 of turbine 05 in the global coordinate system |  | (-)
| WkAxsZT5D8 |  | Z-component of the wake centerline orientation for downstream distance 08 of turbine 05 in the global coordinate system |  | (-)
| WkAxsZT5D9 |  | Z-component of the wake centerline orientation for downstream distance 09 of turbine 05 in the global coordinate system |  | (-)
| WkAxsZT6D1 |  | Z-component of the wake centerline orientation for downstream distance 01 of turbine 06 in the global coordinate system |  | (-)
| WkAxsZT6D2 |  | Z-component of the wake centerline orientation for downstream distance 02 of turbine 06 in the global coordinate system |  | (-)
| WkAxsZT6D3 |  | Z-component of the wake centerline orientation for downstream distance 03 of turbine 06 in the global coordinate system |  | (-)
| WkAxsZT6D4 |  | Z-component of the wake centerline orientation for downstream distance 04 of turbine 06 in the global coordinate system |  | (-)
| WkAxsZT6D5 |  | Z-component of the wake centerline orientation for downstream distance 05 of turbine 06 in the global coordinate system |  | (-)
| WkAxsZT6D6 |  | Z-component of the wake centerline orientation for downstream distance 06 of turbine 06 in the global coordinate system |  | (-)
| WkAxsZT6D7 |  | Z-component of the wake centerline orientation for downstream distance 07 of turbine 06 in the global coordinate system |  | (-)
| WkAxsZT6D8 |  | Z-component of the wake centerline orientation for downstream distance 08 of turbine 06 in the global coordinate system |  | (-)
| WkAxsZT6D9 |  | Z-component of the wake centerline orientation for downstream distance 09 of turbine 06 in the global coordinate system |  | (-)
| WkAxsZT7D1 |  | Z-component of the wake centerline orientation for downstream distance 01 of turbine 07 in the global coordinate system |  | (-)
| WkAxsZT7D2 |  | Z-component of the wake centerline orientation for downstream distance 02 of turbine 07 in the global coordinate system |  | (-)
| WkAxsZT7D3 |  | Z-component of the wake centerline orientation for downstream distance 03 of turbine 07 in the global coordinate system |  | (-)
| WkAxsZT7D4 |  | Z-component of the wake centerline orientation for downstream distance 04 of turbine 07 in the global coordinate system |  | (-)
| WkAxsZT7D5 |  | Z-component of the wake centerline orientation for downstream distance 05 of turbine 07 in the global coordinate system |  | (-)
| WkAxsZT7D6 |  | Z-component of the wake centerline orientation for downstream distance 06 of turbine 07 in the global coordinate system |  | (-)
| WkAxsZT7D7 |  | Z-component of the wake centerline orientation for downstream distance 07 of turbine 07 in the global coordinate system |  | (-)
| WkAxsZT7D8 |  | Z-component of the wake centerline orientation for downstream distance 08 of turbine 07 in the global coordinate system |  | (-)
| WkAxsZT7D9 |  | Z-component of the wake centerline orientation for downstream distance 09 of turbine 07 in the global coordinate system |  | (-)
| WkAxsZT8D1 |  | Z-component of the wake centerline orientation for downstream distance 01 of turbine 08 in the global coordinate system |  | (-)
| WkAxsZT8D2 |  | Z-component of the wake centerline orientation for downstream distance 02 of turbine 08 in the global coordinate system |  | (-)
| WkAxsZT8D3 |  | Z-component of the wake centerline orientation for downstream distance 03 of turbine 08 in the global coordinate system |  | (-)
| WkAxsZT8D4 |  | Z-component of the wake centerline orientation for downstream distance 04 of turbine 08 in the global coordinate system |  | (-)
| WkAxsZT8D5 |  | Z-component of the wake centerline orientation for downstream distance 05 of turbine 08 in the global coordinate system |  | (-)
| WkAxsZT8D6 |  | Z-component of the wake centerline orientation for downstream distance 06 of turbine 08 in the global coordinate system |  | (-)
| WkAxsZT8D7 |  | Z-component of the wake centerline orientation for downstream distance 07 of turbine 08 in the global coordinate system |  | (-)
| WkAxsZT8D8 |  | Z-component of the wake centerline orientation for downstream distance 08 of turbine 08 in the global coordinate system |  | (-)
| WkAxsZT8D9 |  | Z-component of the wake centerline orientation for downstream distance 09 of turbine 08 in the global coordinate system |  | (-)
| WkAxsZT9D1 |  | Z-component of the wake centerline orientation for downstream distance 01 of turbine 09 in the global coordinate system |  | (-)
| WkAxsZT9D2 |  | Z-component of the wake centerline orientation for downstream distance 02 of turbine 09 in the global coordinate system |  | (-)
| WkAxsZT9D3 |  | Z-component of the wake centerline orientation for downstream distance 03 of turbine 09 in the global coordinate system |  | (-)
| WkAxsZT9D4 |  | Z-component of the wake centerline orientation for downstream distance 04 of turbine 09 in the global coordinate system |  | (-)
| WkAxsZT9D5 |  | Z-component of the wake centerline orientation for downstream distance 05 of turbine 09 in the global coordinate system |  | (-)
| WkAxsZT9D6 |  | Z-component of the wake centerline orientation for downstream distance 06 of turbine 09 in the global coordinate system |  | (-)
| WkAxsZT9D7 |  | Z-component of the wake centerline orientation for downstream distance 07 of turbine 09 in the global coordinate system |  | (-)
| WkAxsZT9D8 |  | Z-component of the wake centerline orientation for downstream distance 08 of turbine 09 in the global coordinate system |  | (-)
| WkAxsZT9D9 |  | Z-component of the wake centerline orientation for downstream distance 09 of turbine 09 in the global coordinate system |  | (-)
Center position of the wake centerline
| WkPosXT1D1 |  | X-component of the center position of the wake centerline for downstream distance 01 of turbine 01 in the global coordinate system |  | (m)
| WkPosXT1D2 |  | X-component of the center position of the wake centerline for downstream distance 02 of turbine 01 in the global coordinate system |  | (m)
| WkPosXT1D3 |  | X-component of the center position of the wake centerline for downstream distance 03 of turbine 01 in the global coordinate system |  | (m)
| WkPosXT1D4 |  | X-component of the center position of the wake centerline for downstream distance 04 of turbine 01 in the global coordinate system |  | (m)
| WkPosXT1D5 |  | X-component of the center position of the wake centerline for downstream distance 05 of turbine 01 in the global coordinate system |  | (m)
| WkPosXT1D6 |  | X-component of the center position of the wake centerline for downstream distance 06 of turbine 01 in the global coordinate system |  | (m)
| WkPosXT1D7 |  | X-component of the center position of the wake centerline for downstream distance 07 of turbine 01 in the global coordinate system |  | (m)
| WkPosXT1D8 |  | X-component of the center position of the wake centerline for downstream distance 08 of turbine 01 in the global coordinate system |  | (m)
| WkPosXT1D9 |  | X-component of the center position of the wake centerline for downstream distance 09 of turbine 01 in the global coordinate system |  | (m)
| WkPosXT2D1 |  | X-component of the center position of the wake centerline for downstream distance 01 of turbine 02 in the global coordinate system |  | (m)
| WkPosXT2D2 |  | X-component of the center position of the wake centerline for downstream distance 02 of turbine 02 in the global coordinate system |  | (m)
| WkPosXT2D3 |  | X-component of the center position of the wake centerline for downstream distance 03 of turbine 02 in the global coordinate system |  | (m)
| WkPosXT2D4 |  | X-component of the center position of the wake centerline for downstream distance 04 of turbine 02 in the global coordinate system |  | (m)
| WkPosXT2D5 |  | X-component of the center position of the wake centerline for downstream distance 05 of turbine 02 in the global coordinate system |  | (m)
| WkPosXT2D6 |  | X-component of the center position of the wake centerline for downstream distance 06 of turbine 02 in the global coordinate system |  | (m)
| WkPosXT2D7 |  | X-component of the center position of the wake centerline for downstream distance 07 of turbine 02 in the global coordinate system |  | (m)
| WkPosXT2D8 |  | X-component of the center position of the wake centerline for downstream distance 08 of turbine 02 in the global coordinate system |  | (m)
| WkPosXT2D9 |  | X-component of the center position of the wake centerline for downstream distance 09 of turbine 02 in the global coordinate system |  | (m)
| WkPosXT3D1 |  | X-component of the center position of the wake centerline for downstream distance 01 of turbine 03 in the global coordinate system |  | (m)
| WkPosXT3D2 |  | X-component of the center position of the wake centerline for downstream distance 02 of turbine 03 in the global coordinate system |  | (m)
| WkPosXT3D3 |  | X-component of the center position of the wake centerline for downstream distance 03 of turbine 03 in the global coordinate system |  | (m)
| WkPosXT3D4 |  | X-component of the center position of the wake centerline for downstream distance 04 of turbine 03 in the global coordinate system |  | (m)
| WkPosXT3D5 |  | X-component of the center position of the wake centerline for downstream distance 05 of turbine 03 in the global coordinate system |  | (m)
| WkPosXT3D6 |  | X-component of the center position of the wake centerline for downstream distance 06 of turbine 03 in the global coordinate system |  | (m)
| WkPosXT3D7 |  | X-component of the center position of the wake centerline for downstream distance 07 of turbine 03 in the global coordinate system |  | (m)
| WkPosXT3D8 |  | X-component of the center position of the wake centerline for downstream distance 08 of turbine 03 in the global coordinate system |  | (m)
| WkPosXT3D9 |  | X-component of the center position of the wake centerline for downstream distance 09 of turbine 03 in the global coordinate system |  | (m)
| WkPosXT4D1 |  | X-component of the center position of the wake centerline for downstream distance 01 of turbine 04 in the global coordinate system |  | (m)
| WkPosXT4D2 |  | X-component of the center position of the wake centerline for downstream distance 02 of turbine 04 in the global coordinate system |  | (m)
| WkPosXT4D3 |  | X-component of the center position of the wake centerline for downstream distance 03 of turbine 04 in the global coordinate system |  | (m)
| WkPosXT4D4 |  | X-component of the center position of the wake centerline for downstream distance 04 of turbine 04 in the global coordinate system |  | (m)
| WkPosXT4D5 |  | X-component of the center position of the wake centerline for downstream distance 05 of turbine 04 in the global coordinate system |  | (m)
| WkPosXT4D6 |  | X-component of the center position of the wake centerline for downstream distance 06 of turbine 04 in the global coordinate system |  | (m)
| WkPosXT4D7 |  | X-component of the center position of the wake centerline for downstream distance 07 of turbine 04 in the global coordinate system |  | (m)
| WkPosXT4D8 |  | X-component of the center position of the wake centerline for downstream distance 08 of turbine 04 in the global coordinate system |  | (m)
| WkPosXT4D9 |  | X-component of the center position of the wake centerline for downstream distance 09 of turbine 04 in the global coordinate system |  | (m)
| WkPosXT5D1 |  | X-component of the center position of the wake centerline for downstream distance 01 of turbine 05 in the global coordinate system |  | (m)
| WkPosXT5D2 |  | X-component of the center position of the wake centerline for downstream distance 02 of turbine 05 in the global coordinate system |  | (m)
| WkPosXT5D3 |  | X-component of the center position of the wake centerline for downstream distance 03 of turbine 05 in the global coordinate system |  | (m)
| WkPosXT5D4 |  | X-component of the center position of the wake centerline for downstream distance 04 of turbine 05 in the global coordinate system |  | (m)
| WkPosXT5D5 |  | X-component of the center position of the wake centerline for downstream distance 05 of turbine 05 in the global coordinate system |  | (m)
| WkPosXT5D6 |  | X-component of the center position of the wake centerline for downstream distance 06 of turbine 05 in the global coordinate system |  | (m)
| WkPosXT5D7 |  | X-component of the center position of the wake centerline for downstream distance 07 of turbine 05 in the global coordinate system |  | (m)
| WkPosXT5D8 |  | X-component of the center position of the wake centerline for downstream distance 08 of turbine 05 in the global coordinate system |  | (m)
| WkPosXT5D9 |  | X-component of the center position of the wake centerline for downstream distance 09 of turbine 05 in the global coordinate system |  | (m)
| WkPosXT6D1 |  | X-component of the center position of the wake centerline for downstream distance 01 of turbine 06 in the global coordinate system |  | (m)
| WkPosXT6D2 |  | X-component of the center position of the wake centerline for downstream distance 02 of turbine 06 in the global coordinate system |  | (m)
| WkPosXT6D3 |  | X-component of the center position of the wake centerline for downstream distance 03 of turbine 06 in the global coordinate system |  | (m)
| WkPosXT6D4 |  | X-component of the center position of the wake centerline for downstream distance 04 of turbine 06 in the global coordinate system |  | (m)
| WkPosXT6D5 |  | X-component of the center position of the wake centerline for downstream distance 05 of turbine 06 in the global coordinate system |  | (m)
| WkPosXT6D6 |  | X-component of the center position of the wake centerline for downstream distance 06 of turbine 06 in the global coordinate system |  | (m)
| WkPosXT6D7 |  | X-component of the center position of the wake centerline for downstream distance 07 of turbine 06 in the global coordinate system |  | (m)
| WkPosXT6D8 |  | X-component of the center position of the wake centerline for downstream distance 08 of turbine 06 in the global coordinate system |  | (m)
| WkPosXT6D9 |  | X-component of the center position of the wake centerline for downstream distance 09 of turbine 06 in the global coordinate system |  | (m)
| WkPosXT7D1 |  | X-component of the center position of the wake centerline for downstream distance 01 of turbine 07 in the global coordinate system |  | (m)
| WkPosXT7D2 |  | X-component of the center position of the wake centerline for downstream distance 02 of turbine 07 in the global coordinate system |  | (m)
| WkPosXT7D3 |  | X-component of the center position of the wake centerline for downstream distance 03 of turbine 07 in the global coordinate system |  | (m)
| WkPosXT7D4 |  | X-component of the center position of the wake centerline for downstream distance 04 of turbine 07 in the global coordinate system |  | (m)
| WkPosXT7D5 |  | X-component of the center position of the wake centerline for downstream distance 05 of turbine 07 in the global coordinate system |  | (m)
| WkPosXT7D6 |  | X-component of the center position of the wake centerline for downstream distance 06 of turbine 07 in the global coordinate system |  | (m)
| WkPosXT7D7 |  | X-component of the center position of the wake centerline for downstream distance 07 of turbine 07 in the global coordinate system |  | (m)
| WkPosXT7D8 |  | X-component of the center position of the wake centerline for downstream distance 08 of turbine 07 in the global coordinate system |  | (m)
| WkPosXT7D9 |  | X-component of the center position of the wake centerline for downstream distance 09 of turbine 07 in the global coordinate system |  | (m)
| WkPosXT8D1 |  | X-component of the center position of the wake centerline for downstream distance 01 of turbine 08 in the global coordinate system |  | (m)
| WkPosXT8D2 |  | X-component of the center position of the wake centerline for downstream distance 02 of turbine 08 in the global coordinate system |  | (m)
| WkPosXT8D3 |  | X-component of the center position of the wake centerline for downstream distance 03 of turbine 08 in the global coordinate system |  | (m)
| WkPosXT8D4 |  | X-component of the center position of the wake centerline for downstream distance 04 of turbine 08 in the global coordinate system |  | (m)
| WkPosXT8D5 |  | X-component of the center position of the wake centerline for downstream distance 05 of turbine 08 in the global coordinate system |  | (m)
| WkPosXT8D6 |  | X-component of the center position of the wake centerline for downstream distance 06 of turbine 08 in the global coordinate system |  | (m)
| WkPosXT8D7 |  | X-component of the center position of the wake centerline for downstream distance 07 of turbine 08 in the global coordinate system |  | (m)
| WkPosXT8D8 |  | X-component of the center position of the wake centerline for downstream distance 08 of turbine 08 in the global coordinate system |  | (m)
| WkPosXT8D9 |  | X-component of the center position of the wake centerline for downstream distance 09 of turbine 08 in the global coordinate system |  | (m)
| WkPosXT9D1 |  | X-component of the center position of the wake centerline for downstream distance 01 of turbine 09 in the global coordinate system |  | (m)
| WkPosXT9D2 |  | X-component of the center position of the wake centerline for downstream distance 02 of turbine 09 in the global coordinate system |  | (m)
| WkPosXT9D3 |  | X-component of the center position of the wake centerline for downstream distance 03 of turbine 09 in the global coordinate system |  | (m)
| WkPosXT9D4 |  | X-component of the center position of the wake centerline for downstream distance 04 of turbine 09 in the global coordinate system |  | (m)
| WkPosXT9D5 |  | X-component of the center position of the wake centerline for downstream distance 05 of turbine 09 in the global coordinate system |  | (m)
| WkPosXT9D6 |  | X-component of the center position of the wake centerline for downstream distance 06 of turbine 09 in the global coordinate system |  | (m)
| WkPosXT9D7 |  | X-component of the center position of the wake centerline for downstream distance 07 of turbine 09 in the global coordinate system |  | (m)
| WkPosXT9D8 |  | X-component of the center position of the wake centerline for downstream distance 08 of turbine 09 in the global coordinate system |  | (m)
| WkPosXT9D9 |  | X-component of the center position of the wake centerline for downstream distance 09 of turbine 09 in the global coordinate system |  | (m)
| WkPosYT1D1 |  | Y-component of the center position of the wake centerline for downstream distance 01 of turbine 01 in the global coordinate system |  | (m)
| WkPosYT1D2 |  | Y-component of the center position of the wake centerline for downstream distance 02 of turbine 01 in the global coordinate system |  | (m)
| WkPosYT1D3 |  | Y-component of the center position of the wake centerline for downstream distance 03 of turbine 01 in the global coordinate system |  | (m)
| WkPosYT1D4 |  | Y-component of the center position of the wake centerline for downstream distance 04 of turbine 01 in the global coordinate system |  | (m)
| WkPosYT1D5 |  | Y-component of the center position of the wake centerline for downstream distance 05 of turbine 01 in the global coordinate system |  | (m)
| WkPosYT1D6 |  | Y-component of the center position of the wake centerline for downstream distance 06 of turbine 01 in the global coordinate system |  | (m)
| WkPosYT1D7 |  | Y-component of the center position of the wake centerline for downstream distance 07 of turbine 01 in the global coordinate system |  | (m)
| WkPosYT1D8 |  | Y-component of the center position of the wake centerline for downstream distance 08 of turbine 01 in the global coordinate system |  | (m)
| WkPosYT1D9 |  | Y-component of the center position of the wake centerline for downstream distance 09 of turbine 01 in the global coordinate system |  | (m)
| WkPosYT2D1 |  | Y-component of the center position of the wake centerline for downstream distance 01 of turbine 02 in the global coordinate system |  | (m)
| WkPosYT2D2 |  | Y-component of the center position of the wake centerline for downstream distance 02 of turbine 02 in the global coordinate system |  | (m)
| WkPosYT2D3 |  | Y-component of the center position of the wake centerline for downstream distance 03 of turbine 02 in the global coordinate system |  | (m)
| WkPosYT2D4 |  | Y-component of the center position of the wake centerline for downstream distance 04 of turbine 02 in the global coordinate system |  | (m)
| WkPosYT2D5 |  | Y-component of the center position of the wake centerline for downstream distance 05 of turbine 02 in the global coordinate system |  | (m)
| WkPosYT2D6 |  | Y-component of the center position of the wake centerline for downstream distance 06 of turbine 02 in the global coordinate system |  | (m)
| WkPosYT2D7 |  | Y-component of the center position of the wake centerline for downstream distance 07 of turbine 02 in the global coordinate system |  | (m)
| WkPosYT2D8 |  | Y-component of the center position of the wake centerline for downstream distance 08 of turbine 02 in the global coordinate system |  | (m)
| WkPosYT2D9 |  | Y-component of the center position of the wake centerline for downstream distance 09 of turbine 02 in the global coordinate system |  | (m)
| WkPosYT3D1 |  | Y-component of the center position of the wake centerline for downstream distance 01 of turbine 03 in the global coordinate system |  | (m)
| WkPosYT3D2 |  | Y-component of the center position of the wake centerline for downstream distance 02 of turbine 03 in the global coordinate system |  | (m)
| WkPosYT3D3 |  | Y-component of the center position of the wake centerline for downstream distance 03 of turbine 03 in the global coordinate system |  | (m)
| WkPosYT3D4 |  | Y-component of the center position of the wake centerline for downstream distance 04 of turbine 03 in the global coordinate system |  | (m)
| WkPosYT3D5 |  | Y-component of the center position of the wake centerline for downstream distance 05 of turbine 03 in the global coordinate system |  | (m)
| WkPosYT3D6 |  | Y-component of the center position of the wake centerline for downstream distance 06 of turbine 03 in the global coordinate system |  | (m)
| WkPosYT3D7 |  | Y-component of the center position of the wake centerline for downstream distance 07 of turbine 03 in the global coordinate system |  | (m)
| WkPosYT3D8 |  | Y-component of the center position of the wake centerline for downstream distance 08 of turbine 03 in the global coordinate system |  | (m)
| WkPosYT3D9 |  | Y-component of the center position of the wake centerline for downstream distance 09 of turbine 03 in the global coordinate system |  | (m)
| WkPosYT4D1 |  | Y-component of the center position of the wake centerline for downstream distance 01 of turbine 04 in the global coordinate system |  | (m)
| WkPosYT4D2 |  | Y-component of the center position of the wake centerline for downstream distance 02 of turbine 04 in the global coordinate system |  | (m)
| WkPosYT4D3 |  | Y-component of the center position of the wake centerline for downstream distance 03 of turbine 04 in the global coordinate system |  | (m)
| WkPosYT4D4 |  | Y-component of the center position of the wake centerline for downstream distance 04 of turbine 04 in the global coordinate system |  | (m)
| WkPosYT4D5 |  | Y-component of the center position of the wake centerline for downstream distance 05 of turbine 04 in the global coordinate system |  | (m)
| WkPosYT4D6 |  | Y-component of the center position of the wake centerline for downstream distance 06 of turbine 04 in the global coordinate system |  | (m)
| WkPosYT4D7 |  | Y-component of the center position of the wake centerline for downstream distance 07 of turbine 04 in the global coordinate system |  | (m)
| WkPosYT4D8 |  | Y-component of the center position of the wake centerline for downstream distance 08 of turbine 04 in the global coordinate system |  | (m)
| WkPosYT4D9 |  | Y-component of the center position of the wake centerline for downstream distance 09 of turbine 04 in the global coordinate system |  | (m)
| WkPosYT5D1 |  | Y-component of the center position of the wake centerline for downstream distance 01 of turbine 05 in the global coordinate system |  | (m)
| WkPosYT5D2 |  | Y-component of the center position of the wake centerline for downstream distance 02 of turbine 05 in the global coordinate system |  | (m)
| WkPosYT5D3 |  | Y-component of the center position of the wake centerline for downstream distance 03 of turbine 05 in the global coordinate system |  | (m)
| WkPosYT5D4 |  | Y-component of the center position of the wake centerline for downstream distance 04 of turbine 05 in the global coordinate system |  | (m)
| WkPosYT5D5 |  | Y-component of the center position of the wake centerline for downstream distance 05 of turbine 05 in the global coordinate system |  | (m)
| WkPosYT5D6 |  | Y-component of the center position of the wake centerline for downstream distance 06 of turbine 05 in the global coordinate system |  | (m)
| WkPosYT5D7 |  | Y-component of the center position of the wake centerline for downstream distance 07 of turbine 05 in the global coordinate system |  | (m)
| WkPosYT5D8 |  | Y-component of the center position of the wake centerline for downstream distance 08 of turbine 05 in the global coordinate system |  | (m)
| WkPosYT5D9 |  | Y-component of the center position of the wake centerline for downstream distance 09 of turbine 05 in the global coordinate system |  | (m)
| WkPosYT6D1 |  | Y-component of the center position of the wake centerline for downstream distance 01 of turbine 06 in the global coordinate system |  | (m)
| WkPosYT6D2 |  | Y-component of the center position of the wake centerline for downstream distance 02 of turbine 06 in the global coordinate system |  | (m)
| WkPosYT6D3 |  | Y-component of the center position of the wake centerline for downstream distance 03 of turbine 06 in the global coordinate system |  | (m)
| WkPosYT6D4 |  | Y-component of the center position of the wake centerline for downstream distance 04 of turbine 06 in the global coordinate system |  | (m)
| WkPosYT6D5 |  | Y-component of the center position of the wake centerline for downstream distance 05 of turbine 06 in the global coordinate system |  | (m)
| WkPosYT6D6 |  | Y-component of the center position of the wake centerline for downstream distance 06 of turbine 06 in the global coordinate system |  | (m)
| WkPosYT6D7 |  | Y-component of the center position of the wake centerline for downstream distance 07 of turbine 06 in the global coordinate system |  | (m)
| WkPosYT6D8 |  | Y-component of the center position of the wake centerline for downstream distance 08 of turbine 06 in the global coordinate system |  | (m)
| WkPosYT6D9 |  | Y-component of the center position of the wake centerline for downstream distance 09 of turbine 06 in the global coordinate system |  | (m)
| WkPosYT7D1 |  | Y-component of the center position of the wake centerline for downstream distance 01 of turbine 07 in the global coordinate system |  | (m)
| WkPosYT7D2 |  | Y-component of the center position of the wake centerline for downstream distance 02 of turbine 07 in the global coordinate system |  | (m)
| WkPosYT7D3 |  | Y-component of the center position of the wake centerline for downstream distance 03 of turbine 07 in the global coordinate system |  | (m)
| WkPosYT7D4 |  | Y-component of the center position of the wake centerline for downstream distance 04 of turbine 07 in the global coordinate system |  | (m)
| WkPosYT7D5 |  | Y-component of the center position of the wake centerline for downstream distance 05 of turbine 07 in the global coordinate system |  | (m)
| WkPosYT7D6 |  | Y-component of the center position of the wake centerline for downstream distance 06 of turbine 07 in the global coordinate system |  | (m)
| WkPosYT7D7 |  | Y-component of the center position of the wake centerline for downstream distance 07 of turbine 07 in the global coordinate system |  | (m)
| WkPosYT7D8 |  | Y-component of the center position of the wake centerline for downstream distance 08 of turbine 07 in the global coordinate system |  | (m)
| WkPosYT7D9 |  | Y-component of the center position of the wake centerline for downstream distance 09 of turbine 07 in the global coordinate system |  | (m)
| WkPosYT8D1 |  | Y-component of the center position of the wake centerline for downstream distance 01 of turbine 08 in the global coordinate system |  | (m)
| WkPosYT8D2 |  | Y-component of the center position of the wake centerline for downstream distance 02 of turbine 08 in the global coordinate system |  | (m)
| WkPosYT8D3 |  | Y-component of the center position of the wake centerline for downstream distance 03 of turbine 08 in the global coordinate system |  | (m)
| WkPosYT8D4 |  | Y-component of the center position of the wake centerline for downstream distance 04 of turbine 08 in the global coordinate system |  | (m)
| WkPosYT8D5 |  | Y-component of the center position of the wake centerline for downstream distance 05 of turbine 08 in the global coordinate system |  | (m)
| WkPosYT8D6 |  | Y-component of the center position of the wake centerline for downstream distance 06 of turbine 08 in the global coordinate system |  | (m)
| WkPosYT8D7 |  | Y-component of the center position of the wake centerline for downstream distance 07 of turbine 08 in the global coordinate system |  | (m)
| WkPosYT8D8 |  | Y-component of the center position of the wake centerline for downstream distance 08 of turbine 08 in the global coordinate system |  | (m)
| WkPosYT8D9 |  | Y-component of the center position of the wake centerline for downstream distance 09 of turbine 08 in the global coordinate system |  | (m)
| WkPosYT9D1 |  | Y-component of the center position of the wake centerline for downstream distance 01 of turbine 09 in the global coordinate system |  | (m)
| WkPosYT9D2 |  | Y-component of the center position of the wake centerline for downstream distance 02 of turbine 09 in the global coordinate system |  | (m)
| WkPosYT9D3 |  | Y-component of the center position of the wake centerline for downstream distance 03 of turbine 09 in the global coordinate system |  | (m)
| WkPosYT9D4 |  | Y-component of the center position of the wake centerline for downstream distance 04 of turbine 09 in the global coordinate system |  | (m)
| WkPosYT9D5 |  | Y-component of the center position of the wake centerline for downstream distance 05 of turbine 09 in the global coordinate system |  | (m)
| WkPosYT9D6 |  | Y-component of the center position of the wake centerline for downstream distance 06 of turbine 09 in the global coordinate system |  | (m)
| WkPosYT9D7 |  | Y-component of the center position of the wake centerline for downstream distance 07 of turbine 09 in the global coordinate system |  | (m)
| WkPosYT9D8 |  | Y-component of the center position of the wake centerline for downstream distance 08 of turbine 09 in the global coordinate system |  | (m)
| WkPosYT9D9 |  | Y-component of the center position of the wake centerline for downstream distance 09 of turbine 09 in the global coordinate system |  | (m)
| WkPosZT1D1 |  | Z-component of the center position of the wake centerline for downstream distance 01 of turbine 01 in the global coordinate system |  | (m)
| WkPosZT1D2 |  | Z-component of the center position of the wake centerline for downstream distance 02 of turbine 01 in the global coordinate system |  | (m)
| WkPosZT1D3 |  | Z-component of the center position of the wake centerline for downstream distance 03 of turbine 01 in the global coordinate system |  | (m)
| WkPosZT1D4 |  | Z-component of the center position of the wake centerline for downstream distance 04 of turbine 01 in the global coordinate system |  | (m)
| WkPosZT1D5 |  | Z-component of the center position of the wake centerline for downstream distance 05 of turbine 01 in the global coordinate system |  | (m)
| WkPosZT1D6 |  | Z-component of the center position of the wake centerline for downstream distance 06 of turbine 01 in the global coordinate system |  | (m)
| WkPosZT1D7 |  | Z-component of the center position of the wake centerline for downstream distance 07 of turbine 01 in the global coordinate system |  | (m)
| WkPosZT1D8 |  | Z-component of the center position of the wake centerline for downstream distance 08 of turbine 01 in the global coordinate system |  | (m)
| WkPosZT1D9 |  | Z-component of the center position of the wake centerline for downstream distance 09 of turbine 01 in the global coordinate system |  | (m)
| WkPosZT2D1 |  | Z-component of the center position of the wake centerline for downstream distance 01 of turbine 02 in the global coordinate system |  | (m)
| WkPosZT2D2 |  | Z-component of the center position of the wake centerline for downstream distance 02 of turbine 02 in the global coordinate system |  | (m)
| WkPosZT2D3 |  | Z-component of the center position of the wake centerline for downstream distance 03 of turbine 02 in the global coordinate system |  | (m)
| WkPosZT2D4 |  | Z-component of the center position of the wake centerline for downstream distance 04 of turbine 02 in the global coordinate system |  | (m)
| WkPosZT2D5 |  | Z-component of the center position of the wake centerline for downstream distance 05 of turbine 02 in the global coordinate system |  | (m)
| WkPosZT2D6 |  | Z-component of the center position of the wake centerline for downstream distance 06 of turbine 02 in the global coordinate system |  | (m)
| WkPosZT2D7 |  | Z-component of the center position of the wake centerline for downstream distance 07 of turbine 02 in the global coordinate system |  | (m)
| WkPosZT2D8 |  | Z-component of the center position of the wake centerline for downstream distance 08 of turbine 02 in the global coordinate system |  | (m)
| WkPosZT2D9 |  | Z-component of the center position of the wake centerline for downstream distance 09 of turbine 02 in the global coordinate system |  | (m)
| WkPosZT3D1 |  | Z-component of the center position of the wake centerline for downstream distance 01 of turbine 03 in the global coordinate system |  | (m)
| WkPosZT3D2 |  | Z-component of the center position of the wake centerline for downstream distance 02 of turbine 03 in the global coordinate system |  | (m)
| WkPosZT3D3 |  | Z-component of the center position of the wake centerline for downstream distance 03 of turbine 03 in the global coordinate system |  | (m)
| WkPosZT3D4 |  | Z-component of the center position of the wake centerline for downstream distance 04 of turbine 03 in the global coordinate system |  | (m)
| WkPosZT3D5 |  | Z-component of the center position of the wake centerline for downstream distance 05 of turbine 03 in the global coordinate system |  | (m)
| WkPosZT3D6 |  | Z-component of the center position of the wake centerline for downstream distance 06 of turbine 03 in the global coordinate system |  | (m)
| WkPosZT3D7 |  | Z-component of the center position of the wake centerline for downstream distance 07 of turbine 03 in the global coordinate system |  | (m)
| WkPosZT3D8 |  | Z-component of the center position of the wake centerline for downstream distance 08 of turbine 03 in the global coordinate system |  | (m)
| WkPosZT3D9 |  | Z-component of the center position of the wake centerline for downstream distance 09 of turbine 03 in the global coordinate system |  | (m)
| WkPosZT4D1 |  | Z-component of the center position of the wake centerline for downstream distance 01 of turbine 04 in the global coordinate system |  | (m)
| WkPosZT4D2 |  | Z-component of the center position of the wake centerline for downstream distance 02 of turbine 04 in the global coordinate system |  | (m)
| WkPosZT4D3 |  | Z-component of the center position of the wake centerline for downstream distance 03 of turbine 04 in the global coordinate system |  | (m)
| WkPosZT4D4 |  | Z-component of the center position of the wake centerline for downstream distance 04 of turbine 04 in the global coordinate system |  | (m)
| WkPosZT4D5 |  | Z-component of the center position of the wake centerline for downstream distance 05 of turbine 04 in the global coordinate system |  | (m)
| WkPosZT4D6 |  | Z-component of the center position of the wake centerline for downstream distance 06 of turbine 04 in the global coordinate system |  | (m)
| WkPosZT4D7 |  | Z-component of the center position of the wake centerline for downstream distance 07 of turbine 04 in the global coordinate system |  | (m)
| WkPosZT4D8 |  | Z-component of the center position of the wake centerline for downstream distance 08 of turbine 04 in the global coordinate system |  | (m)
| WkPosZT4D9 |  | Z-component of the center position of the wake centerline for downstream distance 09 of turbine 04 in the global coordinate system |  | (m)
| WkPosZT5D1 |  | Z-component of the center position of the wake centerline for downstream distance 01 of turbine 05 in the global coordinate system |  | (m)
| WkPosZT5D2 |  | Z-component of the center position of the wake centerline for downstream distance 02 of turbine 05 in the global coordinate system |  | (m)
| WkPosZT5D3 |  | Z-component of the center position of the wake centerline for downstream distance 03 of turbine 05 in the global coordinate system |  | (m)
| WkPosZT5D4 |  | Z-component of the center position of the wake centerline for downstream distance 04 of turbine 05 in the global coordinate system |  | (m)
| WkPosZT5D5 |  | Z-component of the center position of the wake centerline for downstream distance 05 of turbine 05 in the global coordinate system |  | (m)
| WkPosZT5D6 |  | Z-component of the center position of the wake centerline for downstream distance 06 of turbine 05 in the global coordinate system |  | (m)
| WkPosZT5D7 |  | Z-component of the center position of the wake centerline for downstream distance 07 of turbine 05 in the global coordinate system |  | (m)
| WkPosZT5D8 |  | Z-component of the center position of the wake centerline for downstream distance 08 of turbine 05 in the global coordinate system |  | (m)
| WkPosZT5D9 |  | Z-component of the center position of the wake centerline for downstream distance 09 of turbine 05 in the global coordinate system |  | (m)
| WkPosZT6D1 |  | Z-component of the center position of the wake centerline for downstream distance 01 of turbine 06 in the global coordinate system |  | (m)
| WkPosZT6D2 |  | Z-component of the center position of the wake centerline for downstream distance 02 of turbine 06 in the global coordinate system |  | (m)
| WkPosZT6D3 |  | Z-component of the center position of the wake centerline for downstream distance 03 of turbine 06 in the global coordinate system |  | (m)
| WkPosZT6D4 |  | Z-component of the center position of the wake centerline for downstream distance 04 of turbine 06 in the global coordinate system |  | (m)
| WkPosZT6D5 |  | Z-component of the center position of the wake centerline for downstream distance 05 of turbine 06 in the global coordinate system |  | (m)
| WkPosZT6D6 |  | Z-component of the center position of the wake centerline for downstream distance 06 of turbine 06 in the global coordinate system |  | (m)
| WkPosZT6D7 |  | Z-component of the center position of the wake centerline for downstream distance 07 of turbine 06 in the global coordinate system |  | (m)
| WkPosZT6D8 |  | Z-component of the center position of the wake centerline for downstream distance 08 of turbine 06 in the global coordinate system |  | (m)
| WkPosZT6D9 |  | Z-component of the center position of the wake centerline for downstream distance 09 of turbine 06 in the global coordinate system |  | (m)
| WkPosZT7D1 |  | Z-component of the center position of the wake centerline for downstream distance 01 of turbine 07 in the global coordinate system |  | (m)
| WkPosZT7D2 |  | Z-component of the center position of the wake centerline for downstream distance 02 of turbine 07 in the global coordinate system |  | (m)
| WkPosZT7D3 |  | Z-component of the center position of the wake centerline for downstream distance 03 of turbine 07 in the global coordinate system |  | (m)
| WkPosZT7D4 |  | Z-component of the center position of the wake centerline for downstream distance 04 of turbine 07 in the global coordinate system |  | (m)
| WkPosZT7D5 |  | Z-component of the center position of the wake centerline for downstream distance 05 of turbine 07 in the global coordinate system |  | (m)
| WkPosZT7D6 |  | Z-component of the center position of the wake centerline for downstream distance 06 of turbine 07 in the global coordinate system |  | (m)
| WkPosZT7D7 |  | Z-component of the center position of the wake centerline for downstream distance 07 of turbine 07 in the global coordinate system |  | (m)
| WkPosZT7D8 |  | Z-component of the center position of the wake centerline for downstream distance 08 of turbine 07 in the global coordinate system |  | (m)
| WkPosZT7D9 |  | Z-component of the center position of the wake centerline for downstream distance 09 of turbine 07 in the global coordinate system |  | (m)
| WkPosZT8D1 |  | Z-component of the center position of the wake centerline for downstream distance 01 of turbine 08 in the global coordinate system |  | (m)
| WkPosZT8D2 |  | Z-component of the center position of the wake centerline for downstream distance 02 of turbine 08 in the global coordinate system |  | (m)
| WkPosZT8D3 |  | Z-component of the center position of the wake centerline for downstream distance 03 of turbine 08 in the global coordinate system |  | (m)
| WkPosZT8D4 |  | Z-component of the center position of the wake centerline for downstream distance 04 of turbine 08 in the global coordinate system |  | (m)
| WkPosZT8D5 |  | Z-component of the center position of the wake centerline for downstream distance 05 of turbine 08 in the global coordinate system |  | (m)
| WkPosZT8D6 |  | Z-component of the center position of the wake centerline for downstream distance 06 of turbine 08 in the global coordinate system |  | (m)
| WkPosZT8D7 |  | Z-component of the center position of the wake centerline for downstream distance 07 of turbine 08 in the global coordinate system |  | (m)
| WkPosZT8D8 |  | Z-component of the center position of the wake centerline for downstream distance 08 of turbine 08 in the global coordinate system |  | (m)
| WkPosZT8D9 |  | Z-component of the center position of the wake centerline for downstream distance 09 of turbine 08 in the global coordinate system |  | (m)
| WkPosZT9D1 |  | Z-component of the center position of the wake centerline for downstream distance 01 of turbine 09 in the global coordinate system |  | (m)
| WkPosZT9D2 |  | Z-component of the center position of the wake centerline for downstream distance 02 of turbine 09 in the global coordinate system |  | (m)
| WkPosZT9D3 |  | Z-component of the center position of the wake centerline for downstream distance 03 of turbine 09 in the global coordinate system |  | (m)
| WkPosZT9D4 |  | Z-component of the center position of the wake centerline for downstream distance 04 of turbine 09 in the global coordinate system |  | (m)
| WkPosZT9D5 |  | Z-component of the center position of the wake centerline for downstream distance 05 of turbine 09 in the global coordinate system |  | (m)
| WkPosZT9D6 |  | Z-component of the center position of the wake centerline for downstream distance 06 of turbine 09 in the global coordinate system |  | (m)
| WkPosZT9D7 |  | Z-component of the center position of the wake centerline for downstream distance 07 of turbine 09 in the global coordinate system |  | (m)
| WkPosZT9D8 |  | Z-component of the center position of the wake centerline for downstream distance 08 of turbine 09 in the global coordinate system |  | (m)
| WkPosZT9D9 |  | Z-component of the center position of the wake centerline for downstream distance 09 of turbine 09 in the global coordinate system |  | (m)
Advection, deflection, and meandering velocity
| WkVelXT1D1 |  | X-component of the Advection, deflection, and meandering velocity (not including the horizontal wake-deflection correction) of the wake for downstream distance 01 of turbine 01 in the global coordinate system |  | (m/s)
| WkVelXT1D2 |  | X-component of the Advection, deflection, and meandering velocity (not including the horizontal wake-deflection correction) of the wake for downstream distance 02 of turbine 01 in the global coordinate system |  | (m/s)
| WkVelXT1D3 |  | X-component of the Advection, deflection, and meandering velocity (not including the horizontal wake-deflection correction) of the wake for downstream distance 03 of turbine 01 in the global coordinate system |  | (m/s)
| WkVelXT1D4 |  | X-component of the Advection, deflection, and meandering velocity (not including the horizontal wake-deflection correction) of the wake for downstream distance 04 of turbine 01 in the global coordinate system |  | (m/s)
| WkVelXT1D5 |  | X-component of the Advection, deflection, and meandering velocity (not including the horizontal wake-deflection correction) of the wake for downstream distance 05 of turbine 01 in the global coordinate system |  | (m/s)
| WkVelXT1D6 |  | X-component of the Advection, deflection, and meandering velocity (not including the horizontal wake-deflection correction) of the wake for downstream distance 06 of turbine 01 in the global coordinate system |  | (m/s)
| WkVelXT1D7 |  | X-component of the Advection, deflection, and meandering velocity (not including the horizontal wake-deflection correction) of the wake for downstream distance 07 of turbine 01 in the global coordinate system |  | (m/s)
| WkVelXT1D8 |  | X-component of the Advection, deflection, and meandering velocity (not including the horizontal wake-deflection correction) of the wake for downstream distance 08 of turbine 01 in the global coordinate system |  | (m/s)
| WkVelXT1D9 |  | X-component of the Advection, deflection, and meandering velocity (not including the horizontal wake-deflection correction) of the wake for downstream distance 09 of turbine 01 in the global coordinate system |  | (m/s)
| WkVelXT2D1 |  | X-component of the Advection, deflection, and meandering velocity (not including the horizontal wake-deflection correction) of the wake for downstream distance 01 of turbine 02 in the global coordinate system |  | (m/s)
| WkVelXT2D2 |  | X-component of the Advection, deflection, and meandering velocity (not including the horizontal wake-deflection correction) of the wake for downstream distance 02 of turbine 02 in the global coordinate system |  | (m/s)
| WkVelXT2D3 |  | X-component of the Advection, deflection, and meandering velocity (not including the horizontal wake-deflection correction) of the wake for downstream distance 03 of turbine 02 in the global coordinate system |  | (m/s)
| WkVelXT2D4 |  | X-component of the Advection, deflection, and meandering velocity (not including the horizontal wake-deflection correction) of the wake for downstream distance 04 of turbine 02 in the global coordinate system |  | (m/s)
| WkVelXT2D5 |  | X-component of the Advection, deflection, and meandering velocity (not including the horizontal wake-deflection correction) of the wake for downstream distance 05 of turbine 02 in the global coordinate system |  | (m/s)
| WkVelXT2D6 |  | X-component of the Advection, deflection, and meandering velocity (not including the horizontal wake-deflection correction) of the wake for downstream distance 06 of turbine 02 in the global coordinate system |  | (m/s)
| WkVelXT2D7 |  | X-component of the Advection, deflection, and meandering velocity (not including the horizontal wake-deflection correction) of the wake for downstream distance 07 of turbine 02 in the global coordinate system |  | (m/s)
| WkVelXT2D8 |  | X-component of the Advection, deflection, and meandering velocity (not including the horizontal wake-deflection correction) of the wake for downstream distance 08 of turbine 02 in the global coordinate system |  | (m/s)
| WkVelXT2D9 |  | X-component of the Advection, deflection, and meandering velocity (not including the horizontal wake-deflection correction) of the wake for downstream distance 09 of turbine 02 in the global coordinate system |  | (m/s)
| WkVelXT3D1 |  | X-component of the Advection, deflection, and meandering velocity (not including the horizontal wake-deflection correction) of the wake for downstream distance 01 of turbine 03 in the global coordinate system |  | (m/s)
| WkVelXT3D2 |  | X-component of the Advection, deflection, and meandering velocity (not including the horizontal wake-deflection correction) of the wake for downstream distance 02 of turbine 03 in the global coordinate system |  | (m/s)
| WkVelXT3D3 |  | X-component of the Advection, deflection, and meandering velocity (not including the horizontal wake-deflection correction) of the wake for downstream distance 03 of turbine 03 in the global coordinate system |  | (m/s)
| WkVelXT3D4 |  | X-component of the Advection, deflection, and meandering velocity (not including the horizontal wake-deflection correction) of the wake for downstream distance 04 of turbine 03 in the global coordinate system |  | (m/s)
| WkVelXT3D5 |  | X-component of the Advection, deflection, and meandering velocity (not including the horizontal wake-deflection correction) of the wake for downstream distance 05 of turbine 03 in the global coordinate system |  | (m/s)
| WkVelXT3D6 |  | X-component of the Advection, deflection, and meandering velocity (not including the horizontal wake-deflection correction) of the wake for downstream distance 06 of turbine 03 in the global coordinate system |  | (m/s)
| WkVelXT3D7 |  | X-component of the Advection, deflection, and meandering velocity (not including the horizontal wake-deflection correction) of the wake for downstream distance 07 of turbine 03 in the global coordinate system |  | (m/s)
| WkVelXT3D8 |  | X-component of the Advection, deflection, and meandering velocity (not including the horizontal wake-deflection correction) of the wake for downstream distance 08 of turbine 03 in the global coordinate system |  | (m/s)
| WkVelXT3D9 |  | X-component of the Advection, deflection, and meandering velocity (not including the horizontal wake-deflection correction) of the wake for downstream distance 09 of turbine 03 in the global coordinate system |  | (m/s)
| WkVelXT4D1 |  | X-component of the Advection, deflection, and meandering velocity (not including the horizontal wake-deflection correction) of the wake for downstream distance 01 of turbine 04 in the global coordinate system |  | (m/s)
| WkVelXT4D2 |  | X-component of the Advection, deflection, and meandering velocity (not including the horizontal wake-deflection correction) of the wake for downstream distance 02 of turbine 04 in the global coordinate system |  | (m/s)
| WkVelXT4D3 |  | X-component of the Advection, deflection, and meandering velocity (not including the horizontal wake-deflection correction) of the wake for downstream distance 03 of turbine 04 in the global coordinate system |  | (m/s)
| WkVelXT4D4 |  | X-component of the Advection, deflection, and meandering velocity (not including the horizontal wake-deflection correction) of the wake for downstream distance 04 of turbine 04 in the global coordinate system |  | (m/s)
| WkVelXT4D5 |  | X-component of the Advection, deflection, and meandering velocity (not including the horizontal wake-deflection correction) of the wake for downstream distance 05 of turbine 04 in the global coordinate system |  | (m/s)
| WkVelXT4D6 |  | X-component of the Advection, deflection, and meandering velocity (not including the horizontal wake-deflection correction) of the wake for downstream distance 06 of turbine 04 in the global coordinate system |  | (m/s)
| WkVelXT4D7 |  | X-component of the Advection, deflection, and meandering velocity (not including the horizontal wake-deflection correction) of the wake for downstream distance 07 of turbine 04 in the global coordinate system |  | (m/s)
| WkVelXT4D8 |  | X-component of the Advection, deflection, and meandering velocity (not including the horizontal wake-deflection correction) of the wake for downstream distance 08 of turbine 04 in the global coordinate system |  | (m/s)
| WkVelXT4D9 |  | X-component of the Advection, deflection, and meandering velocity (not including the horizontal wake-deflection correction) of the wake for downstream distance 09 of turbine 04 in the global coordinate system |  | (m/s)
| WkVelXT5D1 |  | X-component of the Advection, deflection, and meandering velocity (not including the horizontal wake-deflection correction) of the wake for downstream distance 01 of turbine 05 in the global coordinate system |  | (m/s)
| WkVelXT5D2 |  | X-component of the Advection, deflection, and meandering velocity (not including the horizontal wake-deflection correction) of the wake for downstream distance 02 of turbine 05 in the global coordinate system |  | (m/s)
| WkVelXT5D3 |  | X-component of the Advection, deflection, and meandering velocity (not including the horizontal wake-deflection correction) of the wake for downstream distance 03 of turbine 05 in the global coordinate system |  | (m/s)
| WkVelXT5D4 |  | X-component of the Advection, deflection, and meandering velocity (not including the horizontal wake-deflection correction) of the wake for downstream distance 04 of turbine 05 in the global coordinate system |  | (m/s)
| WkVelXT5D5 |  | X-component of the Advection, deflection, and meandering velocity (not including the horizontal wake-deflection correction) of the wake for downstream distance 05 of turbine 05 in the global coordinate system |  | (m/s)
| WkVelXT5D6 |  | X-component of the Advection, deflection, and meandering velocity (not including the horizontal wake-deflection correction) of the wake for downstream distance 06 of turbine 05 in the global coordinate system |  | (m/s)
| WkVelXT5D7 |  | X-component of the Advection, deflection, and meandering velocity (not including the horizontal wake-deflection correction) of the wake for downstream distance 07 of turbine 05 in the global coordinate system |  | (m/s)
| WkVelXT5D8 |  | X-component of the Advection, deflection, and meandering velocity (not including the horizontal wake-deflection correction) of the wake for downstream distance 08 of turbine 05 in the global coordinate system |  | (m/s)
| WkVelXT5D9 |  | X-component of the Advection, deflection, and meandering velocity (not including the horizontal wake-deflection correction) of the wake for downstream distance 09 of turbine 05 in the global coordinate system |  | (m/s)
| WkVelXT6D1 |  | X-component of the Advection, deflection, and meandering velocity (not including the horizontal wake-deflection correction) of the wake for downstream distance 01 of turbine 06 in the global coordinate system |  | (m/s)
| WkVelXT6D2 |  | X-component of the Advection, deflection, and meandering velocity (not including the horizontal wake-deflection correction) of the wake for downstream distance 02 of turbine 06 in the global coordinate system |  | (m/s)
| WkVelXT6D3 |  | X-component of the Advection, deflection, and meandering velocity (not including the horizontal wake-deflection correction) of the wake for downstream distance 03 of turbine 06 in the global coordinate system |  | (m/s)
| WkVelXT6D4 |  | X-component of the Advection, deflection, and meandering velocity (not including the horizontal wake-deflection correction) of the wake for downstream distance 04 of turbine 06 in the global coordinate system |  | (m/s)
| WkVelXT6D5 |  | X-component of the Advection, deflection, and meandering velocity (not including the horizontal wake-deflection correction) of the wake for downstream distance 05 of turbine 06 in the global coordinate system |  | (m/s)
| WkVelXT6D6 |  | X-component of the Advection, deflection, and meandering velocity (not including the horizontal wake-deflection correction) of the wake for downstream distance 06 of turbine 06 in the global coordinate system |  | (m/s)
| WkVelXT6D7 |  | X-component of the Advection, deflection, and meandering velocity (not including the horizontal wake-deflection correction) of the wake for downstream distance 07 of turbine 06 in the global coordinate system |  | (m/s)
| WkVelXT6D8 |  | X-component of the Advection, deflection, and meandering velocity (not including the horizontal wake-deflection correction) of the wake for downstream distance 08 of turbine 06 in the global coordinate system |  | (m/s)
| WkVelXT6D9 |  | X-component of the Advection, deflection, and meandering velocity (not including the horizontal wake-deflection correction) of the wake for downstream distance 09 of turbine 06 in the global coordinate system |  | (m/s)
| WkVelXT7D1 |  | X-component of the Advection, deflection, and meandering velocity (not including the horizontal wake-deflection correction) of the wake for downstream distance 01 of turbine 07 in the global coordinate system |  | (m/s)
| WkVelXT7D2 |  | X-component of the Advection, deflection, and meandering velocity (not including the horizontal wake-deflection correction) of the wake for downstream distance 02 of turbine 07 in the global coordinate system |  | (m/s)
| WkVelXT7D3 |  | X-component of the Advection, deflection, and meandering velocity (not including the horizontal wake-deflection correction) of the wake for downstream distance 03 of turbine 07 in the global coordinate system |  | (m/s)
| WkVelXT7D4 |  | X-component of the Advection, deflection, and meandering velocity (not including the horizontal wake-deflection correction) of the wake for downstream distance 04 of turbine 07 in the global coordinate system |  | (m/s)
| WkVelXT7D5 |  | X-component of the Advection, deflection, and meandering velocity (not including the horizontal wake-deflection correction) of the wake for downstream distance 05 of turbine 07 in the global coordinate system |  | (m/s)
| WkVelXT7D6 |  | X-component of the Advection, deflection, and meandering velocity (not including the horizontal wake-deflection correction) of the wake for downstream distance 06 of turbine 07 in the global coordinate system |  | (m/s)
| WkVelXT7D7 |  | X-component of the Advection, deflection, and meandering velocity (not including the horizontal wake-deflection correction) of the wake for downstream distance 07 of turbine 07 in the global coordinate system |  | (m/s)
| WkVelXT7D8 |  | X-component of the Advection, deflection, and meandering velocity (not including the horizontal wake-deflection correction) of the wake for downstream distance 08 of turbine 07 in the global coordinate system |  | (m/s)
| WkVelXT7D9 |  | X-component of the Advection, deflection, and meandering velocity (not including the horizontal wake-deflection correction) of the wake for downstream distance 09 of turbine 07 in the global coordinate system |  | (m/s)
| WkVelXT8D1 |  | X-component of the Advection, deflection, and meandering velocity (not including the horizontal wake-deflection correction) of the wake for downstream distance 01 of turbine 08 in the global coordinate system |  | (m/s)
| WkVelXT8D2 |  | X-component of the Advection, deflection, and meandering velocity (not including the horizontal wake-deflection correction) of the wake for downstream distance 02 of turbine 08 in the global coordinate system |  | (m/s)
| WkVelXT8D3 |  | X-component of the Advection, deflection, and meandering velocity (not including the horizontal wake-deflection correction) of the wake for downstream distance 03 of turbine 08 in the global coordinate system |  | (m/s)
| WkVelXT8D4 |  | X-component of the Advection, deflection, and meandering velocity (not including the horizontal wake-deflection correction) of the wake for downstream distance 04 of turbine 08 in the global coordinate system |  | (m/s)
| WkVelXT8D5 |  | X-component of the Advection, deflection, and meandering velocity (not including the horizontal wake-deflection correction) of the wake for downstream distance 05 of turbine 08 in the global coordinate system |  | (m/s)
| WkVelXT8D6 |  | X-component of the Advection, deflection, and meandering velocity (not including the horizontal wake-deflection correction) of the wake for downstream distance 06 of turbine 08 in the global coordinate system |  | (m/s)
| WkVelXT8D7 |  | X-component of the Advection, deflection, and meandering velocity (not including the horizontal wake-deflection correction) of the wake for downstream distance 07 of turbine 08 in the global coordinate system |  | (m/s)
| WkVelXT8D8 |  | X-component of the Advection, deflection, and meandering velocity (not including the horizontal wake-deflection correction) of the wake for downstream distance 08 of turbine 08 in the global coordinate system |  | (m/s)
| WkVelXT8D9 |  | X-component of the Advection, deflection, and meandering velocity (not including the horizontal wake-deflection correction) of the wake for downstream distance 09 of turbine 08 in the global coordinate system |  | (m/s)
| WkVelXT9D1 |  | X-component of the Advection, deflection, and meandering velocity (not including the horizontal wake-deflection correction) of the wake for downstream distance 01 of turbine 09 in the global coordinate system |  | (m/s)
| WkVelXT9D2 |  | X-component of the Advection, deflection, and meandering velocity (not including the horizontal wake-deflection correction) of the wake for downstream distance 02 of turbine 09 in the global coordinate system |  | (m/s)
| WkVelXT9D3 |  | X-component of the Advection, deflection, and meandering velocity (not including the horizontal wake-deflection correction) of the wake for downstream distance 03 of turbine 09 in the global coordinate system |  | (m/s)
| WkVelXT9D4 |  | X-component of the Advection, deflection, and meandering velocity (not including the horizontal wake-deflection correction) of the wake for downstream distance 04 of turbine 09 in the global coordinate system |  | (m/s)
| WkVelXT9D5 |  | X-component of the Advection, deflection, and meandering velocity (not including the horizontal wake-deflection correction) of the wake for downstream distance 05 of turbine 09 in the global coordinate system |  | (m/s)
| WkVelXT9D6 |  | X-component of the Advection, deflection, and meandering velocity (not including the horizontal wake-deflection correction) of the wake for downstream distance 06 of turbine 09 in the global coordinate system |  | (m/s)
| WkVelXT9D7 |  | X-component of the Advection, deflection, and meandering velocity (not including the horizontal wake-deflection correction) of the wake for downstream distance 07 of turbine 09 in the global coordinate system |  | (m/s)
| WkVelXT9D8 |  | X-component of the Advection, deflection, and meandering velocity (not including the horizontal wake-deflection correction) of the wake for downstream distance 08 of turbine 09 in the global coordinate system |  | (m/s)
| WkVelXT9D9 |  | X-component of the Advection, deflection, and meandering velocity (not including the horizontal wake-deflection correction) of the wake for downstream distance 09 of turbine 09 in the global coordinate system |  | (m/s)
| WkVelYT1D1 |  | Y-component of the Advection, deflection, and meandering velocity (not including the horizontal wake-deflection correction) of the wake for downstream distance 01 of turbine 01 in the global coordinate system |  | (m/s)
| WkVelYT1D2 |  | Y-component of the Advection, deflection, and meandering velocity (not including the horizontal wake-deflection correction) of the wake for downstream distance 02 of turbine 01 in the global coordinate system |  | (m/s)
| WkVelYT1D3 |  | Y-component of the Advection, deflection, and meandering velocity (not including the horizontal wake-deflection correction) of the wake for downstream distance 03 of turbine 01 in the global coordinate system |  | (m/s)
| WkVelYT1D4 |  | Y-component of the Advection, deflection, and meandering velocity (not including the horizontal wake-deflection correction) of the wake for downstream distance 04 of turbine 01 in the global coordinate system |  | (m/s)
| WkVelYT1D5 |  | Y-component of the Advection, deflection, and meandering velocity (not including the horizontal wake-deflection correction) of the wake for downstream distance 05 of turbine 01 in the global coordinate system |  | (m/s)
| WkVelYT1D6 |  | Y-component of the Advection, deflection, and meandering velocity (not including the horizontal wake-deflection correction) of the wake for downstream distance 06 of turbine 01 in the global coordinate system |  | (m/s)
| WkVelYT1D7 |  | Y-component of the Advection, deflection, and meandering velocity (not including the horizontal wake-deflection correction) of the wake for downstream distance 07 of turbine 01 in the global coordinate system |  | (m/s)
| WkVelYT1D8 |  | Y-component of the Advection, deflection, and meandering velocity (not including the horizontal wake-deflection correction) of the wake for downstream distance 08 of turbine 01 in the global coordinate system |  | (m/s)
| WkVelYT1D9 |  | Y-component of the Advection, deflection, and meandering velocity (not including the horizontal wake-deflection correction) of the wake for downstream distance 09 of turbine 01 in the global coordinate system |  | (m/s)
| WkVelYT2D1 |  | Y-component of the Advection, deflection, and meandering velocity (not including the horizontal wake-deflection correction) of the wake for downstream distance 01 of turbine 02 in the global coordinate system |  | (m/s)
| WkVelYT2D2 |  | Y-component of the Advection, deflection, and meandering velocity (not including the horizontal wake-deflection correction) of the wake for downstream distance 02 of turbine 02 in the global coordinate system |  | (m/s)
| WkVelYT2D3 |  | Y-component of the Advection, deflection, and meandering velocity (not including the horizontal wake-deflection correction) of the wake for downstream distance 03 of turbine 02 in the global coordinate system |  | (m/s)
| WkVelYT2D4 |  | Y-component of the Advection, deflection, and meandering velocity (not including the horizontal wake-deflection correction) of the wake for downstream distance 04 of turbine 02 in the global coordinate system |  | (m/s)
| WkVelYT2D5 |  | Y-component of the Advection, deflection, and meandering velocity (not including the horizontal wake-deflection correction) of the wake for downstream distance 05 of turbine 02 in the global coordinate system |  | (m/s)
| WkVelYT2D6 |  | Y-component of the Advection, deflection, and meandering velocity (not including the horizontal wake-deflection correction) of the wake for downstream distance 06 of turbine 02 in the global coordinate system |  | (m/s)
| WkVelYT2D7 |  | Y-component of the Advection, deflection, and meandering velocity (not including the horizontal wake-deflection correction) of the wake for downstream distance 07 of turbine 02 in the global coordinate system |  | (m/s)
| WkVelYT2D8 |  | Y-component of the Advection, deflection, and meandering velocity (not including the horizontal wake-deflection correction) of the wake for downstream distance 08 of turbine 02 in the global coordinate system |  | (m/s)
| WkVelYT2D9 |  | Y-component of the Advection, deflection, and meandering velocity (not including the horizontal wake-deflection correction) of the wake for downstream distance 09 of turbine 02 in the global coordinate system |  | (m/s)
| WkVelYT3D1 |  | Y-component of the Advection, deflection, and meandering velocity (not including the horizontal wake-deflection correction) of the wake for downstream distance 01 of turbine 03 in the global coordinate system |  | (m/s)
| WkVelYT3D2 |  | Y-component of the Advection, deflection, and meandering velocity (not including the horizontal wake-deflection correction) of the wake for downstream distance 02 of turbine 03 in the global coordinate system |  | (m/s)
| WkVelYT3D3 |  | Y-component of the Advection, deflection, and meandering velocity (not including the horizontal wake-deflection correction) of the wake for downstream distance 03 of turbine 03 in the global coordinate system |  | (m/s)
| WkVelYT3D4 |  | Y-component of the Advection, deflection, and meandering velocity (not including the horizontal wake-deflection correction) of the wake for downstream distance 04 of turbine 03 in the global coordinate system |  | (m/s)
| WkVelYT3D5 |  | Y-component of the Advection, deflection, and meandering velocity (not including the horizontal wake-deflection correction) of the wake for downstream distance 05 of turbine 03 in the global coordinate system |  | (m/s)
| WkVelYT3D6 |  | Y-component of the Advection, deflection, and meandering velocity (not including the horizontal wake-deflection correction) of the wake for downstream distance 06 of turbine 03 in the global coordinate system |  | (m/s)
| WkVelYT3D7 |  | Y-component of the Advection, deflection, and meandering velocity (not including the horizontal wake-deflection correction) of the wake for downstream distance 07 of turbine 03 in the global coordinate system |  | (m/s)
| WkVelYT3D8 |  | Y-component of the Advection, deflection, and meandering velocity (not including the horizontal wake-deflection correction) of the wake for downstream distance 08 of turbine 03 in the global coordinate system |  | (m/s)
| WkVelYT3D9 |  | Y-component of the Advection, deflection, and meandering velocity (not including the horizontal wake-deflection correction) of the wake for downstream distance 09 of turbine 03 in the global coordinate system |  | (m/s)
| WkVelYT4D1 |  | Y-component of the Advection, deflection, and meandering velocity (not including the horizontal wake-deflection correction) of the wake for downstream distance 01 of turbine 04 in the global coordinate system |  | (m/s)
| WkVelYT4D2 |  | Y-component of the Advection, deflection, and meandering velocity (not including the horizontal wake-deflection correction) of the wake for downstream distance 02 of turbine 04 in the global coordinate system |  | (m/s)
| WkVelYT4D3 |  | Y-component of the Advection, deflection, and meandering velocity (not including the horizontal wake-deflection correction) of the wake for downstream distance 03 of turbine 04 in the global coordinate system |  | (m/s)
| WkVelYT4D4 |  | Y-component of the Advection, deflection, and meandering velocity (not including the horizontal wake-deflection correction) of the wake for downstream distance 04 of turbine 04 in the global coordinate system |  | (m/s)
| WkVelYT4D5 |  | Y-component of the Advection, deflection, and meandering velocity (not including the horizontal wake-deflection correction) of the wake for downstream distance 05 of turbine 04 in the global coordinate system |  | (m/s)
| WkVelYT4D6 |  | Y-component of the Advection, deflection, and meandering velocity (not including the horizontal wake-deflection correction) of the wake for downstream distance 06 of turbine 04 in the global coordinate system |  | (m/s)
| WkVelYT4D7 |  | Y-component of the Advection, deflection, and meandering velocity (not including the horizontal wake-deflection correction) of the wake for downstream distance 07 of turbine 04 in the global coordinate system |  | (m/s)
| WkVelYT4D8 |  | Y-component of the Advection, deflection, and meandering velocity (not including the horizontal wake-deflection correction) of the wake for downstream distance 08 of turbine 04 in the global coordinate system |  | (m/s)
| WkVelYT4D9 |  | Y-component of the Advection, deflection, and meandering velocity (not including the horizontal wake-deflection correction) of the wake for downstream distance 09 of turbine 04 in the global coordinate system |  | (m/s)
| WkVelYT5D1 |  | Y-component of the Advection, deflection, and meandering velocity (not including the horizontal wake-deflection correction) of the wake for downstream distance 01 of turbine 05 in the global coordinate system |  | (m/s)
| WkVelYT5D2 |  | Y-component of the Advection, deflection, and meandering velocity (not including the horizontal wake-deflection correction) of the wake for downstream distance 02 of turbine 05 in the global coordinate system |  | (m/s)
| WkVelYT5D3 |  | Y-component of the Advection, deflection, and meandering velocity (not including the horizontal wake-deflection correction) of the wake for downstream distance 03 of turbine 05 in the global coordinate system |  | (m/s)
| WkVelYT5D4 |  | Y-component of the Advection, deflection, and meandering velocity (not including the horizontal wake-deflection correction) of the wake for downstream distance 04 of turbine 05 in the global coordinate system |  | (m/s)
| WkVelYT5D5 |  | Y-component of the Advection, deflection, and meandering velocity (not including the horizontal wake-deflection correction) of the wake for downstream distance 05 of turbine 05 in the global coordinate system |  | (m/s)
| WkVelYT5D6 |  | Y-component of the Advection, deflection, and meandering velocity (not including the horizontal wake-deflection correction) of the wake for downstream distance 06 of turbine 05 in the global coordinate system |  | (m/s)
| WkVelYT5D7 |  | Y-component of the Advection, deflection, and meandering velocity (not including the horizontal wake-deflection correction) of the wake for downstream distance 07 of turbine 05 in the global coordinate system |  | (m/s)
| WkVelYT5D8 |  | Y-component of the Advection, deflection, and meandering velocity (not including the horizontal wake-deflection correction) of the wake for downstream distance 08 of turbine 05 in the global coordinate system |  | (m/s)
| WkVelYT5D9 |  | Y-component of the Advection, deflection, and meandering velocity (not including the horizontal wake-deflection correction) of the wake for downstream distance 09 of turbine 05 in the global coordinate system |  | (m/s)
| WkVelYT6D1 |  | Y-component of the Advection, deflection, and meandering velocity (not including the horizontal wake-deflection correction) of the wake for downstream distance 01 of turbine 06 in the global coordinate system |  | (m/s)
| WkVelYT6D2 |  | Y-component of the Advection, deflection, and meandering velocity (not including the horizontal wake-deflection correction) of the wake for downstream distance 02 of turbine 06 in the global coordinate system |  | (m/s)
| WkVelYT6D3 |  | Y-component of the Advection, deflection, and meandering velocity (not including the horizontal wake-deflection correction) of the wake for downstream distance 03 of turbine 06 in the global coordinate system |  | (m/s)
| WkVelYT6D4 |  | Y-component of the Advection, deflection, and meandering velocity (not including the horizontal wake-deflection correction) of the wake for downstream distance 04 of turbine 06 in the global coordinate system |  | (m/s)
| WkVelYT6D5 |  | Y-component of the Advection, deflection, and meandering velocity (not including the horizontal wake-deflection correction) of the wake for downstream distance 05 of turbine 06 in the global coordinate system |  | (m/s)
| WkVelYT6D6 |  | Y-component of the Advection, deflection, and meandering velocity (not including the horizontal wake-deflection correction) of the wake for downstream distance 06 of turbine 06 in the global coordinate system |  | (m/s)
| WkVelYT6D7 |  | Y-component of the Advection, deflection, and meandering velocity (not including the horizontal wake-deflection correction) of the wake for downstream distance 07 of turbine 06 in the global coordinate system |  | (m/s)
| WkVelYT6D8 |  | Y-component of the Advection, deflection, and meandering velocity (not including the horizontal wake-deflection correction) of the wake for downstream distance 08 of turbine 06 in the global coordinate system |  | (m/s)
| WkVelYT6D9 |  | Y-component of the Advection, deflection, and meandering velocity (not including the horizontal wake-deflection correction) of the wake for downstream distance 09 of turbine 06 in the global coordinate system |  | (m/s)
| WkVelYT7D1 |  | Y-component of the Advection, deflection, and meandering velocity (not including the horizontal wake-deflection correction) of the wake for downstream distance 01 of turbine 07 in the global coordinate system |  | (m/s)
| WkVelYT7D2 |  | Y-component of the Advection, deflection, and meandering velocity (not including the horizontal wake-deflection correction) of the wake for downstream distance 02 of turbine 07 in the global coordinate system |  | (m/s)
| WkVelYT7D3 |  | Y-component of the Advection, deflection, and meandering velocity (not including the horizontal wake-deflection correction) of the wake for downstream distance 03 of turbine 07 in the global coordinate system |  | (m/s)
| WkVelYT7D4 |  | Y-component of the Advection, deflection, and meandering velocity (not including the horizontal wake-deflection correction) of the wake for downstream distance 04 of turbine 07 in the global coordinate system |  | (m/s)
| WkVelYT7D5 |  | Y-component of the Advection, deflection, and meandering velocity (not including the horizontal wake-deflection correction) of the wake for downstream distance 05 of turbine 07 in the global coordinate system |  | (m/s)
| WkVelYT7D6 |  | Y-component of the Advection, deflection, and meandering velocity (not including the horizontal wake-deflection correction) of the wake for downstream distance 06 of turbine 07 in the global coordinate system |  | (m/s)
| WkVelYT7D7 |  | Y-component of the Advection, deflection, and meandering velocity (not including the horizontal wake-deflection correction) of the wake for downstream distance 07 of turbine 07 in the global coordinate system |  | (m/s)
| WkVelYT7D8 |  | Y-component of the Advection, deflection, and meandering velocity (not including the horizontal wake-deflection correction) of the wake for downstream distance 08 of turbine 07 in the global coordinate system |  | (m/s)
| WkVelYT7D9 |  | Y-component of the Advection, deflection, and meandering velocity (not including the horizontal wake-deflection correction) of the wake for downstream distance 09 of turbine 07 in the global coordinate system |  | (m/s)
| WkVelYT8D1 |  | Y-component of the Advection, deflection, and meandering velocity (not including the horizontal wake-deflection correction) of the wake for downstream distance 01 of turbine 08 in the global coordinate system |  | (m/s)
| WkVelYT8D2 |  | Y-component of the Advection, deflection, and meandering velocity (not including the horizontal wake-deflection correction) of the wake for downstream distance 02 of turbine 08 in the global coordinate system |  | (m/s)
| WkVelYT8D3 |  | Y-component of the Advection, deflection, and meandering velocity (not including the horizontal wake-deflection correction) of the wake for downstream distance 03 of turbine 08 in the global coordinate system |  | (m/s)
| WkVelYT8D4 |  | Y-component of the Advection, deflection, and meandering velocity (not including the horizontal wake-deflection correction) of the wake for downstream distance 04 of turbine 08 in the global coordinate system |  | (m/s)
| WkVelYT8D5 |  | Y-component of the Advection, deflection, and meandering velocity (not including the horizontal wake-deflection correction) of the wake for downstream distance 05 of turbine 08 in the global coordinate system |  | (m/s)
| WkVelYT8D6 |  | Y-component of the Advection, deflection, and meandering velocity (not including the horizontal wake-deflection correction) of the wake for downstream distance 06 of turbine 08 in the global coordinate system |  | (m/s)
| WkVelYT8D7 |  | Y-component of the Advection, deflection, and meandering velocity (not including the horizontal wake-deflection correction) of the wake for downstream distance 07 of turbine 08 in the global coordinate system |  | (m/s)
| WkVelYT8D8 |  | Y-component of the Advection, deflection, and meandering velocity (not including the horizontal wake-deflection correction) of the wake for downstream distance 08 of turbine 08 in the global coordinate system |  | (m/s)
| WkVelYT8D9 |  | Y-component of the Advection, deflection, and meandering velocity (not including the horizontal wake-deflection correction) of the wake for downstream distance 09 of turbine 08 in the global coordinate system |  | (m/s)
| WkVelYT9D1 |  | Y-component of the Advection, deflection, and meandering velocity (not including the horizontal wake-deflection correction) of the wake for downstream distance 01 of turbine 09 in the global coordinate system |  | (m/s)
| WkVelYT9D2 |  | Y-component of the Advection, deflection, and meandering velocity (not including the horizontal wake-deflection correction) of the wake for downstream distance 02 of turbine 09 in the global coordinate system |  | (m/s)
| WkVelYT9D3 |  | Y-component of the Advection, deflection, and meandering velocity (not including the horizontal wake-deflection correction) of the wake for downstream distance 03 of turbine 09 in the global coordinate system |  | (m/s)
| WkVelYT9D4 |  | Y-component of the Advection, deflection, and meandering velocity (not including the horizontal wake-deflection correction) of the wake for downstream distance 04 of turbine 09 in the global coordinate system |  | (m/s)
| WkVelYT9D5 |  | Y-component of the Advection, deflection, and meandering velocity (not including the horizontal wake-deflection correction) of the wake for downstream distance 05 of turbine 09 in the global coordinate system |  | (m/s)
| WkVelYT9D6 |  | Y-component of the Advection, deflection, and meandering velocity (not including the horizontal wake-deflection correction) of the wake for downstream distance 06 of turbine 09 in the global coordinate system |  | (m/s)
| WkVelYT9D7 |  | Y-component of the Advection, deflection, and meandering velocity (not including the horizontal wake-deflection correction) of the wake for downstream distance 07 of turbine 09 in the global coordinate system |  | (m/s)
| WkVelYT9D8 |  | Y-component of the Advection, deflection, and meandering velocity (not including the horizontal wake-deflection correction) of the wake for downstream distance 08 of turbine 09 in the global coordinate system |  | (m/s)
| WkVelYT9D9 |  | Y-component of the Advection, deflection, and meandering velocity (not including the horizontal wake-deflection correction) of the wake for downstream distance 09 of turbine 09 in the global coordinate system |  | (m/s)
| WkVelZT1D1 |  | Z-component of the Advection, deflection, and meandering velocity (not including the horizontal wake-deflection correction) of the wake for downstream distance 01 of turbine 01 in the global coordinate system |  | (m/s)
| WkVelZT1D2 |  | Z-component of the Advection, deflection, and meandering velocity (not including the horizontal wake-deflection correction) of the wake for downstream distance 02 of turbine 01 in the global coordinate system |  | (m/s)
| WkVelZT1D3 |  | Z-component of the Advection, deflection, and meandering velocity (not including the horizontal wake-deflection correction) of the wake for downstream distance 03 of turbine 01 in the global coordinate system |  | (m/s)
| WkVelZT1D4 |  | Z-component of the Advection, deflection, and meandering velocity (not including the horizontal wake-deflection correction) of the wake for downstream distance 04 of turbine 01 in the global coordinate system |  | (m/s)
| WkVelZT1D5 |  | Z-component of the Advection, deflection, and meandering velocity (not including the horizontal wake-deflection correction) of the wake for downstream distance 05 of turbine 01 in the global coordinate system |  | (m/s)
| WkVelZT1D6 |  | Z-component of the Advection, deflection, and meandering velocity (not including the horizontal wake-deflection correction) of the wake for downstream distance 06 of turbine 01 in the global coordinate system |  | (m/s)
| WkVelZT1D7 |  | Z-component of the Advection, deflection, and meandering velocity (not including the horizontal wake-deflection correction) of the wake for downstream distance 07 of turbine 01 in the global coordinate system |  | (m/s)
| WkVelZT1D8 |  | Z-component of the Advection, deflection, and meandering velocity (not including the horizontal wake-deflection correction) of the wake for downstream distance 08 of turbine 01 in the global coordinate system |  | (m/s)
| WkVelZT1D9 |  | Z-component of the Advection, deflection, and meandering velocity (not including the horizontal wake-deflection correction) of the wake for downstream distance 09 of turbine 01 in the global coordinate system |  | (m/s)
| WkVelZT2D1 |  | Z-component of the Advection, deflection, and meandering velocity (not including the horizontal wake-deflection correction) of the wake for downstream distance 01 of turbine 02 in the global coordinate system |  | (m/s)
| WkVelZT2D2 |  | Z-component of the Advection, deflection, and meandering velocity (not including the horizontal wake-deflection correction) of the wake for downstream distance 02 of turbine 02 in the global coordinate system |  | (m/s)
| WkVelZT2D3 |  | Z-component of the Advection, deflection, and meandering velocity (not including the horizontal wake-deflection correction) of the wake for downstream distance 03 of turbine 02 in the global coordinate system |  | (m/s)
| WkVelZT2D4 |  | Z-component of the Advection, deflection, and meandering velocity (not including the horizontal wake-deflection correction) of the wake for downstream distance 04 of turbine 02 in the global coordinate system |  | (m/s)
| WkVelZT2D5 |  | Z-component of the Advection, deflection, and meandering velocity (not including the horizontal wake-deflection correction) of the wake for downstream distance 05 of turbine 02 in the global coordinate system |  | (m/s)
| WkVelZT2D6 |  | Z-component of the Advection, deflection, and meandering velocity (not including the horizontal wake-deflection correction) of the wake for downstream distance 06 of turbine 02 in the global coordinate system |  | (m/s)
| WkVelZT2D7 |  | Z-component of the Advection, deflection, and meandering velocity (not including the horizontal wake-deflection correction) of the wake for downstream distance 07 of turbine 02 in the global coordinate system |  | (m/s)
| WkVelZT2D8 |  | Z-component of the Advection, deflection, and meandering velocity (not including the horizontal wake-deflection correction) of the wake for downstream distance 08 of turbine 02 in the global coordinate system |  | (m/s)
| WkVelZT2D9 |  | Z-component of the Advection, deflection, and meandering velocity (not including the horizontal wake-deflection correction) of the wake for downstream distance 09 of turbine 02 in the global coordinate system |  | (m/s)
| WkVelZT3D1 |  | Z-component of the Advection, deflection, and meandering velocity (not including the horizontal wake-deflection correction) of the wake for downstream distance 01 of turbine 03 in the global coordinate system |  | (m/s)
| WkVelZT3D2 |  | Z-component of the Advection, deflection, and meandering velocity (not including the horizontal wake-deflection correction) of the wake for downstream distance 02 of turbine 03 in the global coordinate system |  | (m/s)
| WkVelZT3D3 |  | Z-component of the Advection, deflection, and meandering velocity (not including the horizontal wake-deflection correction) of the wake for downstream distance 03 of turbine 03 in the global coordinate system |  | (m/s)
| WkVelZT3D4 |  | Z-component of the Advection, deflection, and meandering velocity (not including the horizontal wake-deflection correction) of the wake for downstream distance 04 of turbine 03 in the global coordinate system |  | (m/s)
| WkVelZT3D5 |  | Z-component of the Advection, deflection, and meandering velocity (not including the horizontal wake-deflection correction) of the wake for downstream distance 05 of turbine 03 in the global coordinate system |  | (m/s)
| WkVelZT3D6 |  | Z-component of the Advection, deflection, and meandering velocity (not including the horizontal wake-deflection correction) of the wake for downstream distance 06 of turbine 03 in the global coordinate system |  | (m/s)
| WkVelZT3D7 |  | Z-component of the Advection, deflection, and meandering velocity (not including the horizontal wake-deflection correction) of the wake for downstream distance 07 of turbine 03 in the global coordinate system |  | (m/s)
| WkVelZT3D8 |  | Z-component of the Advection, deflection, and meandering velocity (not including the horizontal wake-deflection correction) of the wake for downstream distance 08 of turbine 03 in the global coordinate system |  | (m/s)
| WkVelZT3D9 |  | Z-component of the Advection, deflection, and meandering velocity (not including the horizontal wake-deflection correction) of the wake for downstream distance 09 of turbine 03 in the global coordinate system |  | (m/s)
| WkVelZT4D1 |  | Z-component of the Advection, deflection, and meandering velocity (not including the horizontal wake-deflection correction) of the wake for downstream distance 01 of turbine 04 in the global coordinate system |  | (m/s)
| WkVelZT4D2 |  | Z-component of the Advection, deflection, and meandering velocity (not including the horizontal wake-deflection correction) of the wake for downstream distance 02 of turbine 04 in the global coordinate system |  | (m/s)
| WkVelZT4D3 |  | Z-component of the Advection, deflection, and meandering velocity (not including the horizontal wake-deflection correction) of the wake for downstream distance 03 of turbine 04 in the global coordinate system |  | (m/s)
| WkVelZT4D4 |  | Z-component of the Advection, deflection, and meandering velocity (not including the horizontal wake-deflection correction) of the wake for downstream distance 04 of turbine 04 in the global coordinate system |  | (m/s)
| WkVelZT4D5 |  | Z-component of the Advection, deflection, and meandering velocity (not including the horizontal wake-deflection correction) of the wake for downstream distance 05 of turbine 04 in the global coordinate system |  | (m/s)
| WkVelZT4D6 |  | Z-component of the Advection, deflection, and meandering velocity (not including the horizontal wake-deflection correction) of the wake for downstream distance 06 of turbine 04 in the global coordinate system |  | (m/s)
| WkVelZT4D7 |  | Z-component of the Advection, deflection, and meandering velocity (not including the horizontal wake-deflection correction) of the wake for downstream distance 07 of turbine 04 in the global coordinate system |  | (m/s)
| WkVelZT4D8 |  | Z-component of the Advection, deflection, and meandering velocity (not including the horizontal wake-deflection correction) of the wake for downstream distance 08 of turbine 04 in the global coordinate system |  | (m/s)
| WkVelZT4D9 |  | Z-component of the Advection, deflection, and meandering velocity (not including the horizontal wake-deflection correction) of the wake for downstream distance 09 of turbine 04 in the global coordinate system |  | (m/s)
| WkVelZT5D1 |  | Z-component of the Advection, deflection, and meandering velocity (not including the horizontal wake-deflection correction) of the wake for downstream distance 01 of turbine 05 in the global coordinate system |  | (m/s)
| WkVelZT5D2 |  | Z-component of the Advection, deflection, and meandering velocity (not including the horizontal wake-deflection correction) of the wake for downstream distance 02 of turbine 05 in the global coordinate system |  | (m/s)
| WkVelZT5D3 |  | Z-component of the Advection, deflection, and meandering velocity (not including the horizontal wake-deflection correction) of the wake for downstream distance 03 of turbine 05 in the global coordinate system |  | (m/s)
| WkVelZT5D4 |  | Z-component of the Advection, deflection, and meandering velocity (not including the horizontal wake-deflection correction) of the wake for downstream distance 04 of turbine 05 in the global coordinate system |  | (m/s)
| WkVelZT5D5 |  | Z-component of the Advection, deflection, and meandering velocity (not including the horizontal wake-deflection correction) of the wake for downstream distance 05 of turbine 05 in the global coordinate system |  | (m/s)
| WkVelZT5D6 |  | Z-component of the Advection, deflection, and meandering velocity (not including the horizontal wake-deflection correction) of the wake for downstream distance 06 of turbine 05 in the global coordinate system |  | (m/s)
| WkVelZT5D7 |  | Z-component of the Advection, deflection, and meandering velocity (not including the horizontal wake-deflection correction) of the wake for downstream distance 07 of turbine 05 in the global coordinate system |  | (m/s)
| WkVelZT5D8 |  | Z-component of the Advection, deflection, and meandering velocity (not including the horizontal wake-deflection correction) of the wake for downstream distance 08 of turbine 05 in the global coordinate system |  | (m/s)
| WkVelZT5D9 |  | Z-component of the Advection, deflection, and meandering velocity (not including the horizontal wake-deflection correction) of the wake for downstream distance 09 of turbine 05 in the global coordinate system |  | (m/s)
| WkVelZT6D1 |  | Z-component of the Advection, deflection, and meandering velocity (not including the horizontal wake-deflection correction) of the wake for downstream distance 01 of turbine 06 in the global coordinate system |  | (m/s)
| WkVelZT6D2 |  | Z-component of the Advection, deflection, and meandering velocity (not including the horizontal wake-deflection correction) of the wake for downstream distance 02 of turbine 06 in the global coordinate system |  | (m/s)
| WkVelZT6D3 |  | Z-component of the Advection, deflection, and meandering velocity (not including the horizontal wake-deflection correction) of the wake for downstream distance 03 of turbine 06 in the global coordinate system |  | (m/s)
| WkVelZT6D4 |  | Z-component of the Advection, deflection, and meandering velocity (not including the horizontal wake-deflection correction) of the wake for downstream distance 04 of turbine 06 in the global coordinate system |  | (m/s)
| WkVelZT6D5 |  | Z-component of the Advection, deflection, and meandering velocity (not including the horizontal wake-deflection correction) of the wake for downstream distance 05 of turbine 06 in the global coordinate system |  | (m/s)
| WkVelZT6D6 |  | Z-component of the Advection, deflection, and meandering velocity (not including the horizontal wake-deflection correction) of the wake for downstream distance 06 of turbine 06 in the global coordinate system |  | (m/s)
| WkVelZT6D7 |  | Z-component of the Advection, deflection, and meandering velocity (not including the horizontal wake-deflection correction) of the wake for downstream distance 07 of turbine 06 in the global coordinate system |  | (m/s)
| WkVelZT6D8 |  | Z-component of the Advection, deflection, and meandering velocity (not including the horizontal wake-deflection correction) of the wake for downstream distance 08 of turbine 06 in the global coordinate system |  | (m/s)
| WkVelZT6D9 |  | Z-component of the Advection, deflection, and meandering velocity (not including the horizontal wake-deflection correction) of the wake for downstream distance 09 of turbine 06 in the global coordinate system |  | (m/s)
| WkVelZT7D1 |  | Z-component of the Advection, deflection, and meandering velocity (not including the horizontal wake-deflection correction) of the wake for downstream distance 01 of turbine 07 in the global coordinate system |  | (m/s)
| WkVelZT7D2 |  | Z-component of the Advection, deflection, and meandering velocity (not including the horizontal wake-deflection correction) of the wake for downstream distance 02 of turbine 07 in the global coordinate system |  | (m/s)
| WkVelZT7D3 |  | Z-component of the Advection, deflection, and meandering velocity (not including the horizontal wake-deflection correction) of the wake for downstream distance 03 of turbine 07 in the global coordinate system |  | (m/s)
| WkVelZT7D4 |  | Z-component of the Advection, deflection, and meandering velocity (not including the horizontal wake-deflection correction) of the wake for downstream distance 04 of turbine 07 in the global coordinate system |  | (m/s)
| WkVelZT7D5 |  | Z-component of the Advection, deflection, and meandering velocity (not including the horizontal wake-deflection correction) of the wake for downstream distance 05 of turbine 07 in the global coordinate system |  | (m/s)
| WkVelZT7D6 |  | Z-component of the Advection, deflection, and meandering velocity (not including the horizontal wake-deflection correction) of the wake for downstream distance 06 of turbine 07 in the global coordinate system |  | (m/s)
| WkVelZT7D7 |  | Z-component of the Advection, deflection, and meandering velocity (not including the horizontal wake-deflection correction) of the wake for downstream distance 07 of turbine 07 in the global coordinate system |  | (m/s)
| WkVelZT7D8 |  | Z-component of the Advection, deflection, and meandering velocity (not including the horizontal wake-deflection correction) of the wake for downstream distance 08 of turbine 07 in the global coordinate system |  | (m/s)
| WkVelZT7D9 |  | Z-component of the Advection, deflection, and meandering velocity (not including the horizontal wake-deflection correction) of the wake for downstream distance 09 of turbine 07 in the global coordinate system |  | (m/s)
| WkVelZT8D1 |  | Z-component of the Advection, deflection, and meandering velocity (not including the horizontal wake-deflection correction) of the wake for downstream distance 01 of turbine 08 in the global coordinate system |  | (m/s)
| WkVelZT8D2 |  | Z-component of the Advection, deflection, and meandering velocity (not including the horizontal wake-deflection correction) of the wake for downstream distance 02 of turbine 08 in the global coordinate system |  | (m/s)
| WkVelZT8D3 |  | Z-component of the Advection, deflection, and meandering velocity (not including the horizontal wake-deflection correction) of the wake for downstream distance 03 of turbine 08 in the global coordinate system |  | (m/s)
| WkVelZT8D4 |  | Z-component of the Advection, deflection, and meandering velocity (not including the horizontal wake-deflection correction) of the wake for downstream distance 04 of turbine 08 in the global coordinate system |  | (m/s)
| WkVelZT8D5 |  | Z-component of the Advection, deflection, and meandering velocity (not including the horizontal wake-deflection correction) of the wake for downstream distance 05 of turbine 08 in the global coordinate system |  | (m/s)
| WkVelZT8D6 |  | Z-component of the Advection, deflection, and meandering velocity (not including the horizontal wake-deflection correction) of the wake for downstream distance 06 of turbine 08 in the global coordinate system |  | (m/s)
| WkVelZT8D7 |  | Z-component of the Advection, deflection, and meandering velocity (not including the horizontal wake-deflection correction) of the wake for downstream distance 07 of turbine 08 in the global coordinate system |  | (m/s)
| WkVelZT8D8 |  | Z-component of the Advection, deflection, and meandering velocity (not including the horizontal wake-deflection correction) of the wake for downstream distance 08 of turbine 08 in the global coordinate system |  | (m/s)
| WkVelZT8D9 |  | Z-component of the Advection, deflection, and meandering velocity (not including the horizontal wake-deflection correction) of the wake for downstream distance 09 of turbine 08 in the global coordinate system |  | (m/s)
| WkVelZT9D1 |  | Z-component of the Advection, deflection, and meandering velocity (not including the horizontal wake-deflection correction) of the wake for downstream distance 01 of turbine 09 in the global coordinate system |  | (m/s)
| WkVelZT9D2 |  | Z-component of the Advection, deflection, and meandering velocity (not including the horizontal wake-deflection correction) of the wake for downstream distance 02 of turbine 09 in the global coordinate system |  | (m/s)
| WkVelZT9D3 |  | Z-component of the Advection, deflection, and meandering velocity (not including the horizontal wake-deflection correction) of the wake for downstream distance 03 of turbine 09 in the global coordinate system |  | (m/s)
| WkVelZT9D4 |  | Z-component of the Advection, deflection, and meandering velocity (not including the horizontal wake-deflection correction) of the wake for downstream distance 04 of turbine 09 in the global coordinate system |  | (m/s)
| WkVelZT9D5 |  | Z-component of the Advection, deflection, and meandering velocity (not including the horizontal wake-deflection correction) of the wake for downstream distance 05 of turbine 09 in the global coordinate system |  | (m/s)
| WkVelZT9D6 |  | Z-component of the Advection, deflection, and meandering velocity (not including the horizontal wake-deflection correction) of the wake for downstream distance 06 of turbine 09 in the global coordinate system |  | (m/s)
| WkVelZT9D7 |  | Z-component of the Advection, deflection, and meandering velocity (not including the horizontal wake-deflection correction) of the wake for downstream distance 07 of turbine 09 in the global coordinate system |  | (m/s)
| WkVelZT9D8 |  | Z-component of the Advection, deflection, and meandering velocity (not including the horizontal wake-deflection correction) of the wake for downstream distance 08 of turbine 09 in the global coordinate system |  | (m/s)
| WkVelZT9D9 |  | Z-component of the Advection, deflection, and meandering velocity (not including the horizontal wake-deflection correction) of the wake for downstream distance 09 of turbine 09 in the global coordinate system |  | (m/s)
Wake Diameter
| WkDiamT1D1 |  | Wake diameter for downstream distance 01 of turbine 01 |  | (m)
| WkDiamT1D2 |  | Wake diameter for downstream distance 02 of turbine 01 |  | (m)
| WkDiamT1D3 |  | Wake diameter for downstream distance 03 of turbine 01 |  | (m)
| WkDiamT1D4 |  | Wake diameter for downstream distance 04 of turbine 01 |  | (m)
| WkDiamT1D5 |  | Wake diameter for downstream distance 05 of turbine 01 |  | (m)
| WkDiamT1D6 |  | Wake diameter for downstream distance 06 of turbine 01 |  | (m)
| WkDiamT1D7 |  | Wake diameter for downstream distance 07 of turbine 01 |  | (m)
| WkDiamT1D8 |  | Wake diameter for downstream distance 08 of turbine 01 |  | (m)
| WkDiamT1D9 |  | Wake diameter for downstream distance 09 of turbine 01 |  | (m)
| WkDiamT2D1 |  | Wake diameter for downstream distance 01 of turbine 02 |  | (m)
| WkDiamT2D2 |  | Wake diameter for downstream distance 02 of turbine 02 |  | (m)
| WkDiamT2D3 |  | Wake diameter for downstream distance 03 of turbine 02 |  | (m)
| WkDiamT2D4 |  | Wake diameter for downstream distance 04 of turbine 02 |  | (m)
| WkDiamT2D5 |  | Wake diameter for downstream distance 05 of turbine 02 |  | (m)
| WkDiamT2D6 |  | Wake diameter for downstream distance 06 of turbine 02 |  | (m)
| WkDiamT2D7 |  | Wake diameter for downstream distance 07 of turbine 02 |  | (m)
| WkDiamT2D8 |  | Wake diameter for downstream distance 08 of turbine 02 |  | (m)
| WkDiamT2D9 |  | Wake diameter for downstream distance 09 of turbine 02 |  | (m)
| WkDiamT3D1 |  | Wake diameter for downstream distance 01 of turbine 03 |  | (m)
| WkDiamT3D2 |  | Wake diameter for downstream distance 02 of turbine 03 |  | (m)
| WkDiamT3D3 |  | Wake diameter for downstream distance 03 of turbine 03 |  | (m)
| WkDiamT3D4 |  | Wake diameter for downstream distance 04 of turbine 03 |  | (m)
| WkDiamT3D5 |  | Wake diameter for downstream distance 05 of turbine 03 |  | (m)
| WkDiamT3D6 |  | Wake diameter for downstream distance 06 of turbine 03 |  | (m)
| WkDiamT3D7 |  | Wake diameter for downstream distance 07 of turbine 03 |  | (m)
| WkDiamT3D8 |  | Wake diameter for downstream distance 08 of turbine 03 |  | (m)
| WkDiamT3D9 |  | Wake diameter for downstream distance 09 of turbine 03 |  | (m)
| WkDiamT4D1 |  | Wake diameter for downstream distance 01 of turbine 04 |  | (m)
| WkDiamT4D2 |  | Wake diameter for downstream distance 02 of turbine 04 |  | (m)
| WkDiamT4D3 |  | Wake diameter for downstream distance 03 of turbine 04 |  | (m)
| WkDiamT4D4 |  | Wake diameter for downstream distance 04 of turbine 04 |  | (m)
| WkDiamT4D5 |  | Wake diameter for downstream distance 05 of turbine 04 |  | (m)
| WkDiamT4D6 |  | Wake diameter for downstream distance 06 of turbine 04 |  | (m)
| WkDiamT4D7 |  | Wake diameter for downstream distance 07 of turbine 04 |  | (m)
| WkDiamT4D8 |  | Wake diameter for downstream distance 08 of turbine 04 |  | (m)
| WkDiamT4D9 |  | Wake diameter for downstream distance 09 of turbine 04 |  | (m)
| WkDiamT5D1 |  | Wake diameter for downstream distance 01 of turbine 05 |  | (m)
| WkDiamT5D2 |  | Wake diameter for downstream distance 02 of turbine 05 |  | (m)
| WkDiamT5D3 |  | Wake diameter for downstream distance 03 of turbine 05 |  | (m)
| WkDiamT5D4 |  | Wake diameter for downstream distance 04 of turbine 05 |  | (m)
| WkDiamT5D5 |  | Wake diameter for downstream distance 05 of turbine 05 |  | (m)
| WkDiamT5D6 |  | Wake diameter for downstream distance 06 of turbine 05 |  | (m)
| WkDiamT5D7 |  | Wake diameter for downstream distance 07 of turbine 05 |  | (m)
| WkDiamT5D8 |  | Wake diameter for downstream distance 08 of turbine 05 |  | (m)
| WkDiamT5D9 |  | Wake diameter for downstream distance 09 of turbine 05 |  | (m)
| WkDiamT6D1 |  | Wake diameter for downstream distance 01 of turbine 06 |  | (m)
| WkDiamT6D2 |  | Wake diameter for downstream distance 02 of turbine 06 |  | (m)
| WkDiamT6D3 |  | Wake diameter for downstream distance 03 of turbine 06 |  | (m)
| WkDiamT6D4 |  | Wake diameter for downstream distance 04 of turbine 06 |  | (m)
| WkDiamT6D5 |  | Wake diameter for downstream distance 05 of turbine 06 |  | (m)
| WkDiamT6D6 |  | Wake diameter for downstream distance 06 of turbine 06 |  | (m)
| WkDiamT6D7 |  | Wake diameter for downstream distance 07 of turbine 06 |  | (m)
| WkDiamT6D8 |  | Wake diameter for downstream distance 08 of turbine 06 |  | (m)
| WkDiamT6D9 |  | Wake diameter for downstream distance 09 of turbine 06 |  | (m)
| WkDiamT7D1 |  | Wake diameter for downstream distance 01 of turbine 07 |  | (m)
| WkDiamT7D2 |  | Wake diameter for downstream distance 02 of turbine 07 |  | (m)
| WkDiamT7D3 |  | Wake diameter for downstream distance 03 of turbine 07 |  | (m)
| WkDiamT7D4 |  | Wake diameter for downstream distance 04 of turbine 07 |  | (m)
| WkDiamT7D5 |  | Wake diameter for downstream distance 05 of turbine 07 |  | (m)
| WkDiamT7D6 |  | Wake diameter for downstream distance 06 of turbine 07 |  | (m)
| WkDiamT7D7 |  | Wake diameter for downstream distance 07 of turbine 07 |  | (m)
| WkDiamT7D8 |  | Wake diameter for downstream distance 08 of turbine 07 |  | (m)
| WkDiamT7D9 |  | Wake diameter for downstream distance 09 of turbine 07 |  | (m)
| WkDiamT8D1 |  | Wake diameter for downstream distance 01 of turbine 08 |  | (m)
| WkDiamT8D2 |  | Wake diameter for downstream distance 02 of turbine 08 |  | (m)
| WkDiamT8D3 |  | Wake diameter for downstream distance 03 of turbine 08 |  | (m)
| WkDiamT8D4 |  | Wake diameter for downstream distance 04 of turbine 08 |  | (m)
| WkDiamT8D5 |  | Wake diameter for downstream distance 05 of turbine 08 |  | (m)
| WkDiamT8D6 |  | Wake diameter for downstream distance 06 of turbine 08 |  | (m)
| WkDiamT8D7 |  | Wake diameter for downstream distance 07 of turbine 08 |  | (m)
| WkDiamT8D8 |  | Wake diameter for downstream distance 08 of turbine 08 |  | (m)
| WkDiamT8D9 |  | Wake diameter for downstream distance 09 of turbine 08 |  | (m)
| WkDiamT9D1 |  | Wake diameter for downstream distance 01 of turbine 09 |  | (m)
| WkDiamT9D2 |  | Wake diameter for downstream distance 02 of turbine 09 |  | (m)
| WkDiamT9D3 |  | Wake diameter for downstream distance 03 of turbine 09 |  | (m)
| WkDiamT9D4 |  | Wake diameter for downstream distance 04 of turbine 09 |  | (m)
| WkDiamT9D5 |  | Wake diameter for downstream distance 05 of turbine 09 |  | (m)
| WkDiamT9D6 |  | Wake diameter for downstream distance 06 of turbine 09 |  | (m)
| WkDiamT9D7 |  | Wake diameter for downstream distance 07 of turbine 09 |  | (m)
| WkDiamT9D8 |  | Wake diameter for downstream distance 08 of turbine 09 |  | (m)
| WkDiamT9D9 |  | Wake diameter for downstream distance 09 of turbine 09 |  | (m)
Axial Wake Velocity Deficits
| WkDfVxT1N01D1 |  | Axial wake velocity deficits for radial node 01 and downstream distance 01 of turbine 01 |  | (m/s)
| WkDfVxT1N01D2 |  | Axial wake velocity deficits for radial node 01 and downstream distance 02 of turbine 01 |  | (m/s)
| WkDfVxT1N01D3 |  | Axial wake velocity deficits for radial node 01 and downstream distance 03 of turbine 01 |  | (m/s)
| WkDfVxT1N01D4 |  | Axial wake velocity deficits for radial node 01 and downstream distance 04 of turbine 01 |  | (m/s)
| WkDfVxT1N01D5 |  | Axial wake velocity deficits for radial node 01 and downstream distance 05 of turbine 01 |  | (m/s)
| WkDfVxT1N01D6 |  | Axial wake velocity deficits for radial node 01 and downstream distance 06 of turbine 01 |  | (m/s)
| WkDfVxT1N01D7 |  | Axial wake velocity deficits for radial node 01 and downstream distance 07 of turbine 01 |  | (m/s)
| WkDfVxT1N01D8 |  | Axial wake velocity deficits for radial node 01 and downstream distance 08 of turbine 01 |  | (m/s)
| WkDfVxT1N01D9 |  | Axial wake velocity deficits for radial node 01 and downstream distance 09 of turbine 01 |  | (m/s)
| WkDfVxT1N02D1 |  | Axial wake velocity deficits for radial node 02 and downstream distance 01 of turbine 01 |  | (m/s)
| WkDfVxT1N02D2 |  | Axial wake velocity deficits for radial node 02 and downstream distance 02 of turbine 01 |  | (m/s)
| WkDfVxT1N02D3 |  | Axial wake velocity deficits for radial node 02 and downstream distance 03 of turbine 01 |  | (m/s)
| WkDfVxT1N02D4 |  | Axial wake velocity deficits for radial node 02 and downstream distance 04 of turbine 01 |  | (m/s)
| WkDfVxT1N02D5 |  | Axial wake velocity deficits for radial node 02 and downstream distance 05 of turbine 01 |  | (m/s)
| WkDfVxT1N02D6 |  | Axial wake velocity deficits for radial node 02 and downstream distance 06 of turbine 01 |  | (m/s)
| WkDfVxT1N02D7 |  | Axial wake velocity deficits for radial node 02 and downstream distance 07 of turbine 01 |  | (m/s)
| WkDfVxT1N02D8 |  | Axial wake velocity deficits for radial node 02 and downstream distance 08 of turbine 01 |  | (m/s)
| WkDfVxT1N02D9 |  | Axial wake velocity deficits for radial node 02 and downstream distance 09 of turbine 01 |  | (m/s)
| WkDfVxT1N03D1 |  | Axial wake velocity deficits for radial node 03 and downstream distance 01 of turbine 01 |  | (m/s)
| WkDfVxT1N03D2 |  | Axial wake velocity deficits for radial node 03 and downstream distance 02 of turbine 01 |  | (m/s)
| WkDfVxT1N03D3 |  | Axial wake velocity deficits for radial node 03 and downstream distance 03 of turbine 01 |  | (m/s)
| WkDfVxT1N03D4 |  | Axial wake velocity deficits for radial node 03 and downstream distance 04 of turbine 01 |  | (m/s)
| WkDfVxT1N03D5 |  | Axial wake velocity deficits for radial node 03 and downstream distance 05 of turbine 01 |  | (m/s)
| WkDfVxT1N03D6 |  | Axial wake velocity deficits for radial node 03 and downstream distance 06 of turbine 01 |  | (m/s)
| WkDfVxT1N03D7 |  | Axial wake velocity deficits for radial node 03 and downstream distance 07 of turbine 01 |  | (m/s)
| WkDfVxT1N03D8 |  | Axial wake velocity deficits for radial node 03 and downstream distance 08 of turbine 01 |  | (m/s)
| WkDfVxT1N03D9 |  | Axial wake velocity deficits for radial node 03 and downstream distance 09 of turbine 01 |  | (m/s)
| WkDfVxT1N04D1 |  | Axial wake velocity deficits for radial node 04 and downstream distance 01 of turbine 01 |  | (m/s)
| WkDfVxT1N04D2 |  | Axial wake velocity deficits for radial node 04 and downstream distance 02 of turbine 01 |  | (m/s)
| WkDfVxT1N04D3 |  | Axial wake velocity deficits for radial node 04 and downstream distance 03 of turbine 01 |  | (m/s)
| WkDfVxT1N04D4 |  | Axial wake velocity deficits for radial node 04 and downstream distance 04 of turbine 01 |  | (m/s)
| WkDfVxT1N04D5 |  | Axial wake velocity deficits for radial node 04 and downstream distance 05 of turbine 01 |  | (m/s)
| WkDfVxT1N04D6 |  | Axial wake velocity deficits for radial node 04 and downstream distance 06 of turbine 01 |  | (m/s)
| WkDfVxT1N04D7 |  | Axial wake velocity deficits for radial node 04 and downstream distance 07 of turbine 01 |  | (m/s)
| WkDfVxT1N04D8 |  | Axial wake velocity deficits for radial node 04 and downstream distance 08 of turbine 01 |  | (m/s)
| WkDfVxT1N04D9 |  | Axial wake velocity deficits for radial node 04 and downstream distance 09 of turbine 01 |  | (m/s)
| WkDfVxT1N05D1 |  | Axial wake velocity deficits for radial node 05 and downstream distance 01 of turbine 01 |  | (m/s)
| WkDfVxT1N05D2 |  | Axial wake velocity deficits for radial node 05 and downstream distance 02 of turbine 01 |  | (m/s)
| WkDfVxT1N05D3 |  | Axial wake velocity deficits for radial node 05 and downstream distance 03 of turbine 01 |  | (m/s)
| WkDfVxT1N05D4 |  | Axial wake velocity deficits for radial node 05 and downstream distance 04 of turbine 01 |  | (m/s)
| WkDfVxT1N05D5 |  | Axial wake velocity deficits for radial node 05 and downstream distance 05 of turbine 01 |  | (m/s)
| WkDfVxT1N05D6 |  | Axial wake velocity deficits for radial node 05 and downstream distance 06 of turbine 01 |  | (m/s)
| WkDfVxT1N05D7 |  | Axial wake velocity deficits for radial node 05 and downstream distance 07 of turbine 01 |  | (m/s)
| WkDfVxT1N05D8 |  | Axial wake velocity deficits for radial node 05 and downstream distance 08 of turbine 01 |  | (m/s)
| WkDfVxT1N05D9 |  | Axial wake velocity deficits for radial node 05 and downstream distance 09 of turbine 01 |  | (m/s)
| WkDfVxT1N06D1 |  | Axial wake velocity deficits for radial node 06 and downstream distance 01 of turbine 01 |  | (m/s)
| WkDfVxT1N06D2 |  | Axial wake velocity deficits for radial node 06 and downstream distance 02 of turbine 01 |  | (m/s)
| WkDfVxT1N06D3 |  | Axial wake velocity deficits for radial node 06 and downstream distance 03 of turbine 01 |  | (m/s)
| WkDfVxT1N06D4 |  | Axial wake velocity deficits for radial node 06 and downstream distance 04 of turbine 01 |  | (m/s)
| WkDfVxT1N06D5 |  | Axial wake velocity deficits for radial node 06 and downstream distance 05 of turbine 01 |  | (m/s)
| WkDfVxT1N06D6 |  | Axial wake velocity deficits for radial node 06 and downstream distance 06 of turbine 01 |  | (m/s)
| WkDfVxT1N06D7 |  | Axial wake velocity deficits for radial node 06 and downstream distance 07 of turbine 01 |  | (m/s)
| WkDfVxT1N06D8 |  | Axial wake velocity deficits for radial node 06 and downstream distance 08 of turbine 01 |  | (m/s)
| WkDfVxT1N06D9 |  | Axial wake velocity deficits for radial node 06 and downstream distance 09 of turbine 01 |  | (m/s)
| WkDfVxT1N07D1 |  | Axial wake velocity deficits for radial node 07 and downstream distance 01 of turbine 01 |  | (m/s)
| WkDfVxT1N07D2 |  | Axial wake velocity deficits for radial node 07 and downstream distance 02 of turbine 01 |  | (m/s)
| WkDfVxT1N07D3 |  | Axial wake velocity deficits for radial node 07 and downstream distance 03 of turbine 01 |  | (m/s)
| WkDfVxT1N07D4 |  | Axial wake velocity deficits for radial node 07 and downstream distance 04 of turbine 01 |  | (m/s)
| WkDfVxT1N07D5 |  | Axial wake velocity deficits for radial node 07 and downstream distance 05 of turbine 01 |  | (m/s)
| WkDfVxT1N07D6 |  | Axial wake velocity deficits for radial node 07 and downstream distance 06 of turbine 01 |  | (m/s)
| WkDfVxT1N07D7 |  | Axial wake velocity deficits for radial node 07 and downstream distance 07 of turbine 01 |  | (m/s)
| WkDfVxT1N07D8 |  | Axial wake velocity deficits for radial node 07 and downstream distance 08 of turbine 01 |  | (m/s)
| WkDfVxT1N07D9 |  | Axial wake velocity deficits for radial node 07 and downstream distance 09 of turbine 01 |  | (m/s)
| WkDfVxT1N08D1 |  | Axial wake velocity deficits for radial node 08 and downstream distance 01 of turbine 01 |  | (m/s)
| WkDfVxT1N08D2 |  | Axial wake velocity deficits for radial node 08 and downstream distance 02 of turbine 01 |  | (m/s)
| WkDfVxT1N08D3 |  | Axial wake velocity deficits for radial node 08 and downstream distance 03 of turbine 01 |  | (m/s)
| WkDfVxT1N08D4 |  | Axial wake velocity deficits for radial node 08 and downstream distance 04 of turbine 01 |  | (m/s)
| WkDfVxT1N08D5 |  | Axial wake velocity deficits for radial node 08 and downstream distance 05 of turbine 01 |  | (m/s)
| WkDfVxT1N08D6 |  | Axial wake velocity deficits for radial node 08 and downstream distance 06 of turbine 01 |  | (m/s)
| WkDfVxT1N08D7 |  | Axial wake velocity deficits for radial node 08 and downstream distance 07 of turbine 01 |  | (m/s)
| WkDfVxT1N08D8 |  | Axial wake velocity deficits for radial node 08 and downstream distance 08 of turbine 01 |  | (m/s)
| WkDfVxT1N08D9 |  | Axial wake velocity deficits for radial node 08 and downstream distance 09 of turbine 01 |  | (m/s)
| WkDfVxT1N09D1 |  | Axial wake velocity deficits for radial node 09 and downstream distance 01 of turbine 01 |  | (m/s)
| WkDfVxT1N09D2 |  | Axial wake velocity deficits for radial node 09 and downstream distance 02 of turbine 01 |  | (m/s)
| WkDfVxT1N09D3 |  | Axial wake velocity deficits for radial node 09 and downstream distance 03 of turbine 01 |  | (m/s)
| WkDfVxT1N09D4 |  | Axial wake velocity deficits for radial node 09 and downstream distance 04 of turbine 01 |  | (m/s)
| WkDfVxT1N09D5 |  | Axial wake velocity deficits for radial node 09 and downstream distance 05 of turbine 01 |  | (m/s)
| WkDfVxT1N09D6 |  | Axial wake velocity deficits for radial node 09 and downstream distance 06 of turbine 01 |  | (m/s)
| WkDfVxT1N09D7 |  | Axial wake velocity deficits for radial node 09 and downstream distance 07 of turbine 01 |  | (m/s)
| WkDfVxT1N09D8 |  | Axial wake velocity deficits for radial node 09 and downstream distance 08 of turbine 01 |  | (m/s)
| WkDfVxT1N09D9 |  | Axial wake velocity deficits for radial node 09 and downstream distance 09 of turbine 01 |  | (m/s)
| WkDfVxT1N10D1 |  | Axial wake velocity deficits for radial node 10 and downstream distance 01 of turbine 01 |  | (m/s)
| WkDfVxT1N10D2 |  | Axial wake velocity deficits for radial node 10 and downstream distance 02 of turbine 01 |  | (m/s)
| WkDfVxT1N10D3 |  | Axial wake velocity deficits for radial node 10 and downstream distance 03 of turbine 01 |  | (m/s)
| WkDfVxT1N10D4 |  | Axial wake velocity deficits for radial node 10 and downstream distance 04 of turbine 01 |  | (m/s)
| WkDfVxT1N10D5 |  | Axial wake velocity deficits for radial node 10 and downstream distance 05 of turbine 01 |  | (m/s)
| WkDfVxT1N10D6 |  | Axial wake velocity deficits for radial node 10 and downstream distance 06 of turbine 01 |  | (m/s)
| WkDfVxT1N10D7 |  | Axial wake velocity deficits for radial node 10 and downstream distance 07 of turbine 01 |  | (m/s)
| WkDfVxT1N10D8 |  | Axial wake velocity deficits for radial node 10 and downstream distance 08 of turbine 01 |  | (m/s)
| WkDfVxT1N10D9 |  | Axial wake velocity deficits for radial node 10 and downstream distance 09 of turbine 01 |  | (m/s)
| WkDfVxT1N11D1 |  | Axial wake velocity deficits for radial node 11 and downstream distance 01 of turbine 01 |  | (m/s)
| WkDfVxT1N11D2 |  | Axial wake velocity deficits for radial node 11 and downstream distance 02 of turbine 01 |  | (m/s)
| WkDfVxT1N11D3 |  | Axial wake velocity deficits for radial node 11 and downstream distance 03 of turbine 01 |  | (m/s)
| WkDfVxT1N11D4 |  | Axial wake velocity deficits for radial node 11 and downstream distance 04 of turbine 01 |  | (m/s)
| WkDfVxT1N11D5 |  | Axial wake velocity deficits for radial node 11 and downstream distance 05 of turbine 01 |  | (m/s)
| WkDfVxT1N11D6 |  | Axial wake velocity deficits for radial node 11 and downstream distance 06 of turbine 01 |  | (m/s)
| WkDfVxT1N11D7 |  | Axial wake velocity deficits for radial node 11 and downstream distance 07 of turbine 01 |  | (m/s)
| WkDfVxT1N11D8 |  | Axial wake velocity deficits for radial node 11 and downstream distance 08 of turbine 01 |  | (m/s)
| WkDfVxT1N11D9 |  | Axial wake velocity deficits for radial node 11 and downstream distance 09 of turbine 01 |  | (m/s)
| WkDfVxT1N12D1 |  | Axial wake velocity deficits for radial node 12 and downstream distance 01 of turbine 01 |  | (m/s)
| WkDfVxT1N12D2 |  | Axial wake velocity deficits for radial node 12 and downstream distance 02 of turbine 01 |  | (m/s)
| WkDfVxT1N12D3 |  | Axial wake velocity deficits for radial node 12 and downstream distance 03 of turbine 01 |  | (m/s)
| WkDfVxT1N12D4 |  | Axial wake velocity deficits for radial node 12 and downstream distance 04 of turbine 01 |  | (m/s)
| WkDfVxT1N12D5 |  | Axial wake velocity deficits for radial node 12 and downstream distance 05 of turbine 01 |  | (m/s)
| WkDfVxT1N12D6 |  | Axial wake velocity deficits for radial node 12 and downstream distance 06 of turbine 01 |  | (m/s)
| WkDfVxT1N12D7 |  | Axial wake velocity deficits for radial node 12 and downstream distance 07 of turbine 01 |  | (m/s)
| WkDfVxT1N12D8 |  | Axial wake velocity deficits for radial node 12 and downstream distance 08 of turbine 01 |  | (m/s)
| WkDfVxT1N12D9 |  | Axial wake velocity deficits for radial node 12 and downstream distance 09 of turbine 01 |  | (m/s)
| WkDfVxT1N13D1 |  | Axial wake velocity deficits for radial node 13 and downstream distance 01 of turbine 01 |  | (m/s)
| WkDfVxT1N13D2 |  | Axial wake velocity deficits for radial node 13 and downstream distance 02 of turbine 01 |  | (m/s)
| WkDfVxT1N13D3 |  | Axial wake velocity deficits for radial node 13 and downstream distance 03 of turbine 01 |  | (m/s)
| WkDfVxT1N13D4 |  | Axial wake velocity deficits for radial node 13 and downstream distance 04 of turbine 01 |  | (m/s)
| WkDfVxT1N13D5 |  | Axial wake velocity deficits for radial node 13 and downstream distance 05 of turbine 01 |  | (m/s)
| WkDfVxT1N13D6 |  | Axial wake velocity deficits for radial node 13 and downstream distance 06 of turbine 01 |  | (m/s)
| WkDfVxT1N13D7 |  | Axial wake velocity deficits for radial node 13 and downstream distance 07 of turbine 01 |  | (m/s)
| WkDfVxT1N13D8 |  | Axial wake velocity deficits for radial node 13 and downstream distance 08 of turbine 01 |  | (m/s)
| WkDfVxT1N13D9 |  | Axial wake velocity deficits for radial node 13 and downstream distance 09 of turbine 01 |  | (m/s)
| WkDfVxT1N14D1 |  | Axial wake velocity deficits for radial node 14 and downstream distance 01 of turbine 01 |  | (m/s)
| WkDfVxT1N14D2 |  | Axial wake velocity deficits for radial node 14 and downstream distance 02 of turbine 01 |  | (m/s)
| WkDfVxT1N14D3 |  | Axial wake velocity deficits for radial node 14 and downstream distance 03 of turbine 01 |  | (m/s)
| WkDfVxT1N14D4 |  | Axial wake velocity deficits for radial node 14 and downstream distance 04 of turbine 01 |  | (m/s)
| WkDfVxT1N14D5 |  | Axial wake velocity deficits for radial node 14 and downstream distance 05 of turbine 01 |  | (m/s)
| WkDfVxT1N14D6 |  | Axial wake velocity deficits for radial node 14 and downstream distance 06 of turbine 01 |  | (m/s)
| WkDfVxT1N14D7 |  | Axial wake velocity deficits for radial node 14 and downstream distance 07 of turbine 01 |  | (m/s)
| WkDfVxT1N14D8 |  | Axial wake velocity deficits for radial node 14 and downstream distance 08 of turbine 01 |  | (m/s)
| WkDfVxT1N14D9 |  | Axial wake velocity deficits for radial node 14 and downstream distance 09 of turbine 01 |  | (m/s)
| WkDfVxT1N15D1 |  | Axial wake velocity deficits for radial node 15 and downstream distance 01 of turbine 01 |  | (m/s)
| WkDfVxT1N15D2 |  | Axial wake velocity deficits for radial node 15 and downstream distance 02 of turbine 01 |  | (m/s)
| WkDfVxT1N15D3 |  | Axial wake velocity deficits for radial node 15 and downstream distance 03 of turbine 01 |  | (m/s)
| WkDfVxT1N15D4 |  | Axial wake velocity deficits for radial node 15 and downstream distance 04 of turbine 01 |  | (m/s)
| WkDfVxT1N15D5 |  | Axial wake velocity deficits for radial node 15 and downstream distance 05 of turbine 01 |  | (m/s)
| WkDfVxT1N15D6 |  | Axial wake velocity deficits for radial node 15 and downstream distance 06 of turbine 01 |  | (m/s)
| WkDfVxT1N15D7 |  | Axial wake velocity deficits for radial node 15 and downstream distance 07 of turbine 01 |  | (m/s)
| WkDfVxT1N15D8 |  | Axial wake velocity deficits for radial node 15 and downstream distance 08 of turbine 01 |  | (m/s)
| WkDfVxT1N15D9 |  | Axial wake velocity deficits for radial node 15 and downstream distance 09 of turbine 01 |  | (m/s)
| WkDfVxT1N16D1 |  | Axial wake velocity deficits for radial node 16 and downstream distance 01 of turbine 01 |  | (m/s)
| WkDfVxT1N16D2 |  | Axial wake velocity deficits for radial node 16 and downstream distance 02 of turbine 01 |  | (m/s)
| WkDfVxT1N16D3 |  | Axial wake velocity deficits for radial node 16 and downstream distance 03 of turbine 01 |  | (m/s)
| WkDfVxT1N16D4 |  | Axial wake velocity deficits for radial node 16 and downstream distance 04 of turbine 01 |  | (m/s)
| WkDfVxT1N16D5 |  | Axial wake velocity deficits for radial node 16 and downstream distance 05 of turbine 01 |  | (m/s)
| WkDfVxT1N16D6 |  | Axial wake velocity deficits for radial node 16 and downstream distance 06 of turbine 01 |  | (m/s)
| WkDfVxT1N16D7 |  | Axial wake velocity deficits for radial node 16 and downstream distance 07 of turbine 01 |  | (m/s)
| WkDfVxT1N16D8 |  | Axial wake velocity deficits for radial node 16 and downstream distance 08 of turbine 01 |  | (m/s)
| WkDfVxT1N16D9 |  | Axial wake velocity deficits for radial node 16 and downstream distance 09 of turbine 01 |  | (m/s)
| WkDfVxT1N17D1 |  | Axial wake velocity deficits for radial node 17 and downstream distance 01 of turbine 01 |  | (m/s)
| WkDfVxT1N17D2 |  | Axial wake velocity deficits for radial node 17 and downstream distance 02 of turbine 01 |  | (m/s)
| WkDfVxT1N17D3 |  | Axial wake velocity deficits for radial node 17 and downstream distance 03 of turbine 01 |  | (m/s)
| WkDfVxT1N17D4 |  | Axial wake velocity deficits for radial node 17 and downstream distance 04 of turbine 01 |  | (m/s)
| WkDfVxT1N17D5 |  | Axial wake velocity deficits for radial node 17 and downstream distance 05 of turbine 01 |  | (m/s)
| WkDfVxT1N17D6 |  | Axial wake velocity deficits for radial node 17 and downstream distance 06 of turbine 01 |  | (m/s)
| WkDfVxT1N17D7 |  | Axial wake velocity deficits for radial node 17 and downstream distance 07 of turbine 01 |  | (m/s)
| WkDfVxT1N17D8 |  | Axial wake velocity deficits for radial node 17 and downstream distance 08 of turbine 01 |  | (m/s)
| WkDfVxT1N17D9 |  | Axial wake velocity deficits for radial node 17 and downstream distance 09 of turbine 01 |  | (m/s)
| WkDfVxT1N18D1 |  | Axial wake velocity deficits for radial node 18 and downstream distance 01 of turbine 01 |  | (m/s)
| WkDfVxT1N18D2 |  | Axial wake velocity deficits for radial node 18 and downstream distance 02 of turbine 01 |  | (m/s)
| WkDfVxT1N18D3 |  | Axial wake velocity deficits for radial node 18 and downstream distance 03 of turbine 01 |  | (m/s)
| WkDfVxT1N18D4 |  | Axial wake velocity deficits for radial node 18 and downstream distance 04 of turbine 01 |  | (m/s)
| WkDfVxT1N18D5 |  | Axial wake velocity deficits for radial node 18 and downstream distance 05 of turbine 01 |  | (m/s)
| WkDfVxT1N18D6 |  | Axial wake velocity deficits for radial node 18 and downstream distance 06 of turbine 01 |  | (m/s)
| WkDfVxT1N18D7 |  | Axial wake velocity deficits for radial node 18 and downstream distance 07 of turbine 01 |  | (m/s)
| WkDfVxT1N18D8 |  | Axial wake velocity deficits for radial node 18 and downstream distance 08 of turbine 01 |  | (m/s)
| WkDfVxT1N18D9 |  | Axial wake velocity deficits for radial node 18 and downstream distance 09 of turbine 01 |  | (m/s)
| WkDfVxT1N19D1 |  | Axial wake velocity deficits for radial node 19 and downstream distance 01 of turbine 01 |  | (m/s)
| WkDfVxT1N19D2 |  | Axial wake velocity deficits for radial node 19 and downstream distance 02 of turbine 01 |  | (m/s)
| WkDfVxT1N19D3 |  | Axial wake velocity deficits for radial node 19 and downstream distance 03 of turbine 01 |  | (m/s)
| WkDfVxT1N19D4 |  | Axial wake velocity deficits for radial node 19 and downstream distance 04 of turbine 01 |  | (m/s)
| WkDfVxT1N19D5 |  | Axial wake velocity deficits for radial node 19 and downstream distance 05 of turbine 01 |  | (m/s)
| WkDfVxT1N19D6 |  | Axial wake velocity deficits for radial node 19 and downstream distance 06 of turbine 01 |  | (m/s)
| WkDfVxT1N19D7 |  | Axial wake velocity deficits for radial node 19 and downstream distance 07 of turbine 01 |  | (m/s)
| WkDfVxT1N19D8 |  | Axial wake velocity deficits for radial node 19 and downstream distance 08 of turbine 01 |  | (m/s)
| WkDfVxT1N19D9 |  | Axial wake velocity deficits for radial node 19 and downstream distance 09 of turbine 01 |  | (m/s)
| WkDfVxT1N20D1 |  | Axial wake velocity deficits for radial node 20 and downstream distance 01 of turbine 01 |  | (m/s)
| WkDfVxT1N20D2 |  | Axial wake velocity deficits for radial node 20 and downstream distance 02 of turbine 01 |  | (m/s)
| WkDfVxT1N20D3 |  | Axial wake velocity deficits for radial node 20 and downstream distance 03 of turbine 01 |  | (m/s)
| WkDfVxT1N20D4 |  | Axial wake velocity deficits for radial node 20 and downstream distance 04 of turbine 01 |  | (m/s)
| WkDfVxT1N20D5 |  | Axial wake velocity deficits for radial node 20 and downstream distance 05 of turbine 01 |  | (m/s)
| WkDfVxT1N20D6 |  | Axial wake velocity deficits for radial node 20 and downstream distance 06 of turbine 01 |  | (m/s)
| WkDfVxT1N20D7 |  | Axial wake velocity deficits for radial node 20 and downstream distance 07 of turbine 01 |  | (m/s)
| WkDfVxT1N20D8 |  | Axial wake velocity deficits for radial node 20 and downstream distance 08 of turbine 01 |  | (m/s)
| WkDfVxT1N20D9 |  | Axial wake velocity deficits for radial node 20 and downstream distance 09 of turbine 01 |  | (m/s)
| WkDfVxT2N01D1 |  | Axial wake velocity deficits for radial node 01 and downstream distance 01 of turbine 02 |  | (m/s)
| WkDfVxT2N01D2 |  | Axial wake velocity deficits for radial node 01 and downstream distance 02 of turbine 02 |  | (m/s)
| WkDfVxT2N01D3 |  | Axial wake velocity deficits for radial node 01 and downstream distance 03 of turbine 02 |  | (m/s)
| WkDfVxT2N01D4 |  | Axial wake velocity deficits for radial node 01 and downstream distance 04 of turbine 02 |  | (m/s)
| WkDfVxT2N01D5 |  | Axial wake velocity deficits for radial node 01 and downstream distance 05 of turbine 02 |  | (m/s)
| WkDfVxT2N01D6 |  | Axial wake velocity deficits for radial node 01 and downstream distance 06 of turbine 02 |  | (m/s)
| WkDfVxT2N01D7 |  | Axial wake velocity deficits for radial node 01 and downstream distance 07 of turbine 02 |  | (m/s)
| WkDfVxT2N01D8 |  | Axial wake velocity deficits for radial node 01 and downstream distance 08 of turbine 02 |  | (m/s)
| WkDfVxT2N01D9 |  | Axial wake velocity deficits for radial node 01 and downstream distance 09 of turbine 02 |  | (m/s)
| WkDfVxT2N02D1 |  | Axial wake velocity deficits for radial node 02 and downstream distance 01 of turbine 02 |  | (m/s)
| WkDfVxT2N02D2 |  | Axial wake velocity deficits for radial node 02 and downstream distance 02 of turbine 02 |  | (m/s)
| WkDfVxT2N02D3 |  | Axial wake velocity deficits for radial node 02 and downstream distance 03 of turbine 02 |  | (m/s)
| WkDfVxT2N02D4 |  | Axial wake velocity deficits for radial node 02 and downstream distance 04 of turbine 02 |  | (m/s)
| WkDfVxT2N02D5 |  | Axial wake velocity deficits for radial node 02 and downstream distance 05 of turbine 02 |  | (m/s)
| WkDfVxT2N02D6 |  | Axial wake velocity deficits for radial node 02 and downstream distance 06 of turbine 02 |  | (m/s)
| WkDfVxT2N02D7 |  | Axial wake velocity deficits for radial node 02 and downstream distance 07 of turbine 02 |  | (m/s)
| WkDfVxT2N02D8 |  | Axial wake velocity deficits for radial node 02 and downstream distance 08 of turbine 02 |  | (m/s)
| WkDfVxT2N02D9 |  | Axial wake velocity deficits for radial node 02 and downstream distance 09 of turbine 02 |  | (m/s)
| WkDfVxT2N03D1 |  | Axial wake velocity deficits for radial node 03 and downstream distance 01 of turbine 02 |  | (m/s)
| WkDfVxT2N03D2 |  | Axial wake velocity deficits for radial node 03 and downstream distance 02 of turbine 02 |  | (m/s)
| WkDfVxT2N03D3 |  | Axial wake velocity deficits for radial node 03 and downstream distance 03 of turbine 02 |  | (m/s)
| WkDfVxT2N03D4 |  | Axial wake velocity deficits for radial node 03 and downstream distance 04 of turbine 02 |  | (m/s)
| WkDfVxT2N03D5 |  | Axial wake velocity deficits for radial node 03 and downstream distance 05 of turbine 02 |  | (m/s)
| WkDfVxT2N03D6 |  | Axial wake velocity deficits for radial node 03 and downstream distance 06 of turbine 02 |  | (m/s)
| WkDfVxT2N03D7 |  | Axial wake velocity deficits for radial node 03 and downstream distance 07 of turbine 02 |  | (m/s)
| WkDfVxT2N03D8 |  | Axial wake velocity deficits for radial node 03 and downstream distance 08 of turbine 02 |  | (m/s)
| WkDfVxT2N03D9 |  | Axial wake velocity deficits for radial node 03 and downstream distance 09 of turbine 02 |  | (m/s)
| WkDfVxT2N04D1 |  | Axial wake velocity deficits for radial node 04 and downstream distance 01 of turbine 02 |  | (m/s)
| WkDfVxT2N04D2 |  | Axial wake velocity deficits for radial node 04 and downstream distance 02 of turbine 02 |  | (m/s)
| WkDfVxT2N04D3 |  | Axial wake velocity deficits for radial node 04 and downstream distance 03 of turbine 02 |  | (m/s)
| WkDfVxT2N04D4 |  | Axial wake velocity deficits for radial node 04 and downstream distance 04 of turbine 02 |  | (m/s)
| WkDfVxT2N04D5 |  | Axial wake velocity deficits for radial node 04 and downstream distance 05 of turbine 02 |  | (m/s)
| WkDfVxT2N04D6 |  | Axial wake velocity deficits for radial node 04 and downstream distance 06 of turbine 02 |  | (m/s)
| WkDfVxT2N04D7 |  | Axial wake velocity deficits for radial node 04 and downstream distance 07 of turbine 02 |  | (m/s)
| WkDfVxT2N04D8 |  | Axial wake velocity deficits for radial node 04 and downstream distance 08 of turbine 02 |  | (m/s)
| WkDfVxT2N04D9 |  | Axial wake velocity deficits for radial node 04 and downstream distance 09 of turbine 02 |  | (m/s)
| WkDfVxT2N05D1 |  | Axial wake velocity deficits for radial node 05 and downstream distance 01 of turbine 02 |  | (m/s)
| WkDfVxT2N05D2 |  | Axial wake velocity deficits for radial node 05 and downstream distance 02 of turbine 02 |  | (m/s)
| WkDfVxT2N05D3 |  | Axial wake velocity deficits for radial node 05 and downstream distance 03 of turbine 02 |  | (m/s)
| WkDfVxT2N05D4 |  | Axial wake velocity deficits for radial node 05 and downstream distance 04 of turbine 02 |  | (m/s)
| WkDfVxT2N05D5 |  | Axial wake velocity deficits for radial node 05 and downstream distance 05 of turbine 02 |  | (m/s)
| WkDfVxT2N05D6 |  | Axial wake velocity deficits for radial node 05 and downstream distance 06 of turbine 02 |  | (m/s)
| WkDfVxT2N05D7 |  | Axial wake velocity deficits for radial node 05 and downstream distance 07 of turbine 02 |  | (m/s)
| WkDfVxT2N05D8 |  | Axial wake velocity deficits for radial node 05 and downstream distance 08 of turbine 02 |  | (m/s)
| WkDfVxT2N05D9 |  | Axial wake velocity deficits for radial node 05 and downstream distance 09 of turbine 02 |  | (m/s)
| WkDfVxT2N06D1 |  | Axial wake velocity deficits for radial node 06 and downstream distance 01 of turbine 02 |  | (m/s)
| WkDfVxT2N06D2 |  | Axial wake velocity deficits for radial node 06 and downstream distance 02 of turbine 02 |  | (m/s)
| WkDfVxT2N06D3 |  | Axial wake velocity deficits for radial node 06 and downstream distance 03 of turbine 02 |  | (m/s)
| WkDfVxT2N06D4 |  | Axial wake velocity deficits for radial node 06 and downstream distance 04 of turbine 02 |  | (m/s)
| WkDfVxT2N06D5 |  | Axial wake velocity deficits for radial node 06 and downstream distance 05 of turbine 02 |  | (m/s)
| WkDfVxT2N06D6 |  | Axial wake velocity deficits for radial node 06 and downstream distance 06 of turbine 02 |  | (m/s)
| WkDfVxT2N06D7 |  | Axial wake velocity deficits for radial node 06 and downstream distance 07 of turbine 02 |  | (m/s)
| WkDfVxT2N06D8 |  | Axial wake velocity deficits for radial node 06 and downstream distance 08 of turbine 02 |  | (m/s)
| WkDfVxT2N06D9 |  | Axial wake velocity deficits for radial node 06 and downstream distance 09 of turbine 02 |  | (m/s)
| WkDfVxT2N07D1 |  | Axial wake velocity deficits for radial node 07 and downstream distance 01 of turbine 02 |  | (m/s)
| WkDfVxT2N07D2 |  | Axial wake velocity deficits for radial node 07 and downstream distance 02 of turbine 02 |  | (m/s)
| WkDfVxT2N07D3 |  | Axial wake velocity deficits for radial node 07 and downstream distance 03 of turbine 02 |  | (m/s)
| WkDfVxT2N07D4 |  | Axial wake velocity deficits for radial node 07 and downstream distance 04 of turbine 02 |  | (m/s)
| WkDfVxT2N07D5 |  | Axial wake velocity deficits for radial node 07 and downstream distance 05 of turbine 02 |  | (m/s)
| WkDfVxT2N07D6 |  | Axial wake velocity deficits for radial node 07 and downstream distance 06 of turbine 02 |  | (m/s)
| WkDfVxT2N07D7 |  | Axial wake velocity deficits for radial node 07 and downstream distance 07 of turbine 02 |  | (m/s)
| WkDfVxT2N07D8 |  | Axial wake velocity deficits for radial node 07 and downstream distance 08 of turbine 02 |  | (m/s)
| WkDfVxT2N07D9 |  | Axial wake velocity deficits for radial node 07 and downstream distance 09 of turbine 02 |  | (m/s)
| WkDfVxT2N08D1 |  | Axial wake velocity deficits for radial node 08 and downstream distance 01 of turbine 02 |  | (m/s)
| WkDfVxT2N08D2 |  | Axial wake velocity deficits for radial node 08 and downstream distance 02 of turbine 02 |  | (m/s)
| WkDfVxT2N08D3 |  | Axial wake velocity deficits for radial node 08 and downstream distance 03 of turbine 02 |  | (m/s)
| WkDfVxT2N08D4 |  | Axial wake velocity deficits for radial node 08 and downstream distance 04 of turbine 02 |  | (m/s)
| WkDfVxT2N08D5 |  | Axial wake velocity deficits for radial node 08 and downstream distance 05 of turbine 02 |  | (m/s)
| WkDfVxT2N08D6 |  | Axial wake velocity deficits for radial node 08 and downstream distance 06 of turbine 02 |  | (m/s)
| WkDfVxT2N08D7 |  | Axial wake velocity deficits for radial node 08 and downstream distance 07 of turbine 02 |  | (m/s)
| WkDfVxT2N08D8 |  | Axial wake velocity deficits for radial node 08 and downstream distance 08 of turbine 02 |  | (m/s)
| WkDfVxT2N08D9 |  | Axial wake velocity deficits for radial node 08 and downstream distance 09 of turbine 02 |  | (m/s)
| WkDfVxT2N09D1 |  | Axial wake velocity deficits for radial node 09 and downstream distance 01 of turbine 02 |  | (m/s)
| WkDfVxT2N09D2 |  | Axial wake velocity deficits for radial node 09 and downstream distance 02 of turbine 02 |  | (m/s)
| WkDfVxT2N09D3 |  | Axial wake velocity deficits for radial node 09 and downstream distance 03 of turbine 02 |  | (m/s)
| WkDfVxT2N09D4 |  | Axial wake velocity deficits for radial node 09 and downstream distance 04 of turbine 02 |  | (m/s)
| WkDfVxT2N09D5 |  | Axial wake velocity deficits for radial node 09 and downstream distance 05 of turbine 02 |  | (m/s)
| WkDfVxT2N09D6 |  | Axial wake velocity deficits for radial node 09 and downstream distance 06 of turbine 02 |  | (m/s)
| WkDfVxT2N09D7 |  | Axial wake velocity deficits for radial node 09 and downstream distance 07 of turbine 02 |  | (m/s)
| WkDfVxT2N09D8 |  | Axial wake velocity deficits for radial node 09 and downstream distance 08 of turbine 02 |  | (m/s)
| WkDfVxT2N09D9 |  | Axial wake velocity deficits for radial node 09 and downstream distance 09 of turbine 02 |  | (m/s)
| WkDfVxT2N10D1 |  | Axial wake velocity deficits for radial node 10 and downstream distance 01 of turbine 02 |  | (m/s)
| WkDfVxT2N10D2 |  | Axial wake velocity deficits for radial node 10 and downstream distance 02 of turbine 02 |  | (m/s)
| WkDfVxT2N10D3 |  | Axial wake velocity deficits for radial node 10 and downstream distance 03 of turbine 02 |  | (m/s)
| WkDfVxT2N10D4 |  | Axial wake velocity deficits for radial node 10 and downstream distance 04 of turbine 02 |  | (m/s)
| WkDfVxT2N10D5 |  | Axial wake velocity deficits for radial node 10 and downstream distance 05 of turbine 02 |  | (m/s)
| WkDfVxT2N10D6 |  | Axial wake velocity deficits for radial node 10 and downstream distance 06 of turbine 02 |  | (m/s)
| WkDfVxT2N10D7 |  | Axial wake velocity deficits for radial node 10 and downstream distance 07 of turbine 02 |  | (m/s)
| WkDfVxT2N10D8 |  | Axial wake velocity deficits for radial node 10 and downstream distance 08 of turbine 02 |  | (m/s)
| WkDfVxT2N10D9 |  | Axial wake velocity deficits for radial node 10 and downstream distance 09 of turbine 02 |  | (m/s)
| WkDfVxT2N11D1 |  | Axial wake velocity deficits for radial node 11 and downstream distance 01 of turbine 02 |  | (m/s)
| WkDfVxT2N11D2 |  | Axial wake velocity deficits for radial node 11 and downstream distance 02 of turbine 02 |  | (m/s)
| WkDfVxT2N11D3 |  | Axial wake velocity deficits for radial node 11 and downstream distance 03 of turbine 02 |  | (m/s)
| WkDfVxT2N11D4 |  | Axial wake velocity deficits for radial node 11 and downstream distance 04 of turbine 02 |  | (m/s)
| WkDfVxT2N11D5 |  | Axial wake velocity deficits for radial node 11 and downstream distance 05 of turbine 02 |  | (m/s)
| WkDfVxT2N11D6 |  | Axial wake velocity deficits for radial node 11 and downstream distance 06 of turbine 02 |  | (m/s)
| WkDfVxT2N11D7 |  | Axial wake velocity deficits for radial node 11 and downstream distance 07 of turbine 02 |  | (m/s)
| WkDfVxT2N11D8 |  | Axial wake velocity deficits for radial node 11 and downstream distance 08 of turbine 02 |  | (m/s)
| WkDfVxT2N11D9 |  | Axial wake velocity deficits for radial node 11 and downstream distance 09 of turbine 02 |  | (m/s)
| WkDfVxT2N12D1 |  | Axial wake velocity deficits for radial node 12 and downstream distance 01 of turbine 02 |  | (m/s)
| WkDfVxT2N12D2 |  | Axial wake velocity deficits for radial node 12 and downstream distance 02 of turbine 02 |  | (m/s)
| WkDfVxT2N12D3 |  | Axial wake velocity deficits for radial node 12 and downstream distance 03 of turbine 02 |  | (m/s)
| WkDfVxT2N12D4 |  | Axial wake velocity deficits for radial node 12 and downstream distance 04 of turbine 02 |  | (m/s)
| WkDfVxT2N12D5 |  | Axial wake velocity deficits for radial node 12 and downstream distance 05 of turbine 02 |  | (m/s)
| WkDfVxT2N12D6 |  | Axial wake velocity deficits for radial node 12 and downstream distance 06 of turbine 02 |  | (m/s)
| WkDfVxT2N12D7 |  | Axial wake velocity deficits for radial node 12 and downstream distance 07 of turbine 02 |  | (m/s)
| WkDfVxT2N12D8 |  | Axial wake velocity deficits for radial node 12 and downstream distance 08 of turbine 02 |  | (m/s)
| WkDfVxT2N12D9 |  | Axial wake velocity deficits for radial node 12 and downstream distance 09 of turbine 02 |  | (m/s)
| WkDfVxT2N13D1 |  | Axial wake velocity deficits for radial node 13 and downstream distance 01 of turbine 02 |  | (m/s)
| WkDfVxT2N13D2 |  | Axial wake velocity deficits for radial node 13 and downstream distance 02 of turbine 02 |  | (m/s)
| WkDfVxT2N13D3 |  | Axial wake velocity deficits for radial node 13 and downstream distance 03 of turbine 02 |  | (m/s)
| WkDfVxT2N13D4 |  | Axial wake velocity deficits for radial node 13 and downstream distance 04 of turbine 02 |  | (m/s)
| WkDfVxT2N13D5 |  | Axial wake velocity deficits for radial node 13 and downstream distance 05 of turbine 02 |  | (m/s)
| WkDfVxT2N13D6 |  | Axial wake velocity deficits for radial node 13 and downstream distance 06 of turbine 02 |  | (m/s)
| WkDfVxT2N13D7 |  | Axial wake velocity deficits for radial node 13 and downstream distance 07 of turbine 02 |  | (m/s)
| WkDfVxT2N13D8 |  | Axial wake velocity deficits for radial node 13 and downstream distance 08 of turbine 02 |  | (m/s)
| WkDfVxT2N13D9 |  | Axial wake velocity deficits for radial node 13 and downstream distance 09 of turbine 02 |  | (m/s)
| WkDfVxT2N14D1 |  | Axial wake velocity deficits for radial node 14 and downstream distance 01 of turbine 02 |  | (m/s)
| WkDfVxT2N14D2 |  | Axial wake velocity deficits for radial node 14 and downstream distance 02 of turbine 02 |  | (m/s)
| WkDfVxT2N14D3 |  | Axial wake velocity deficits for radial node 14 and downstream distance 03 of turbine 02 |  | (m/s)
| WkDfVxT2N14D4 |  | Axial wake velocity deficits for radial node 14 and downstream distance 04 of turbine 02 |  | (m/s)
| WkDfVxT2N14D5 |  | Axial wake velocity deficits for radial node 14 and downstream distance 05 of turbine 02 |  | (m/s)
| WkDfVxT2N14D6 |  | Axial wake velocity deficits for radial node 14 and downstream distance 06 of turbine 02 |  | (m/s)
| WkDfVxT2N14D7 |  | Axial wake velocity deficits for radial node 14 and downstream distance 07 of turbine 02 |  | (m/s)
| WkDfVxT2N14D8 |  | Axial wake velocity deficits for radial node 14 and downstream distance 08 of turbine 02 |  | (m/s)
| WkDfVxT2N14D9 |  | Axial wake velocity deficits for radial node 14 and downstream distance 09 of turbine 02 |  | (m/s)
| WkDfVxT2N15D1 |  | Axial wake velocity deficits for radial node 15 and downstream distance 01 of turbine 02 |  | (m/s)
| WkDfVxT2N15D2 |  | Axial wake velocity deficits for radial node 15 and downstream distance 02 of turbine 02 |  | (m/s)
| WkDfVxT2N15D3 |  | Axial wake velocity deficits for radial node 15 and downstream distance 03 of turbine 02 |  | (m/s)
| WkDfVxT2N15D4 |  | Axial wake velocity deficits for radial node 15 and downstream distance 04 of turbine 02 |  | (m/s)
| WkDfVxT2N15D5 |  | Axial wake velocity deficits for radial node 15 and downstream distance 05 of turbine 02 |  | (m/s)
| WkDfVxT2N15D6 |  | Axial wake velocity deficits for radial node 15 and downstream distance 06 of turbine 02 |  | (m/s)
| WkDfVxT2N15D7 |  | Axial wake velocity deficits for radial node 15 and downstream distance 07 of turbine 02 |  | (m/s)
| WkDfVxT2N15D8 |  | Axial wake velocity deficits for radial node 15 and downstream distance 08 of turbine 02 |  | (m/s)
| WkDfVxT2N15D9 |  | Axial wake velocity deficits for radial node 15 and downstream distance 09 of turbine 02 |  | (m/s)
| WkDfVxT2N16D1 |  | Axial wake velocity deficits for radial node 16 and downstream distance 01 of turbine 02 |  | (m/s)
| WkDfVxT2N16D2 |  | Axial wake velocity deficits for radial node 16 and downstream distance 02 of turbine 02 |  | (m/s)
| WkDfVxT2N16D3 |  | Axial wake velocity deficits for radial node 16 and downstream distance 03 of turbine 02 |  | (m/s)
| WkDfVxT2N16D4 |  | Axial wake velocity deficits for radial node 16 and downstream distance 04 of turbine 02 |  | (m/s)
| WkDfVxT2N16D5 |  | Axial wake velocity deficits for radial node 16 and downstream distance 05 of turbine 02 |  | (m/s)
| WkDfVxT2N16D6 |  | Axial wake velocity deficits for radial node 16 and downstream distance 06 of turbine 02 |  | (m/s)
| WkDfVxT2N16D7 |  | Axial wake velocity deficits for radial node 16 and downstream distance 07 of turbine 02 |  | (m/s)
| WkDfVxT2N16D8 |  | Axial wake velocity deficits for radial node 16 and downstream distance 08 of turbine 02 |  | (m/s)
| WkDfVxT2N16D9 |  | Axial wake velocity deficits for radial node 16 and downstream distance 09 of turbine 02 |  | (m/s)
| WkDfVxT2N17D1 |  | Axial wake velocity deficits for radial node 17 and downstream distance 01 of turbine 02 |  | (m/s)
| WkDfVxT2N17D2 |  | Axial wake velocity deficits for radial node 17 and downstream distance 02 of turbine 02 |  | (m/s)
| WkDfVxT2N17D3 |  | Axial wake velocity deficits for radial node 17 and downstream distance 03 of turbine 02 |  | (m/s)
| WkDfVxT2N17D4 |  | Axial wake velocity deficits for radial node 17 and downstream distance 04 of turbine 02 |  | (m/s)
| WkDfVxT2N17D5 |  | Axial wake velocity deficits for radial node 17 and downstream distance 05 of turbine 02 |  | (m/s)
| WkDfVxT2N17D6 |  | Axial wake velocity deficits for radial node 17 and downstream distance 06 of turbine 02 |  | (m/s)
| WkDfVxT2N17D7 |  | Axial wake velocity deficits for radial node 17 and downstream distance 07 of turbine 02 |  | (m/s)
| WkDfVxT2N17D8 |  | Axial wake velocity deficits for radial node 17 and downstream distance 08 of turbine 02 |  | (m/s)
| WkDfVxT2N17D9 |  | Axial wake velocity deficits for radial node 17 and downstream distance 09 of turbine 02 |  | (m/s)
| WkDfVxT2N18D1 |  | Axial wake velocity deficits for radial node 18 and downstream distance 01 of turbine 02 |  | (m/s)
| WkDfVxT2N18D2 |  | Axial wake velocity deficits for radial node 18 and downstream distance 02 of turbine 02 |  | (m/s)
| WkDfVxT2N18D3 |  | Axial wake velocity deficits for radial node 18 and downstream distance 03 of turbine 02 |  | (m/s)
| WkDfVxT2N18D4 |  | Axial wake velocity deficits for radial node 18 and downstream distance 04 of turbine 02 |  | (m/s)
| WkDfVxT2N18D5 |  | Axial wake velocity deficits for radial node 18 and downstream distance 05 of turbine 02 |  | (m/s)
| WkDfVxT2N18D6 |  | Axial wake velocity deficits for radial node 18 and downstream distance 06 of turbine 02 |  | (m/s)
| WkDfVxT2N18D7 |  | Axial wake velocity deficits for radial node 18 and downstream distance 07 of turbine 02 |  | (m/s)
| WkDfVxT2N18D8 |  | Axial wake velocity deficits for radial node 18 and downstream distance 08 of turbine 02 |  | (m/s)
| WkDfVxT2N18D9 |  | Axial wake velocity deficits for radial node 18 and downstream distance 09 of turbine 02 |  | (m/s)
| WkDfVxT2N19D1 |  | Axial wake velocity deficits for radial node 19 and downstream distance 01 of turbine 02 |  | (m/s)
| WkDfVxT2N19D2 |  | Axial wake velocity deficits for radial node 19 and downstream distance 02 of turbine 02 |  | (m/s)
| WkDfVxT2N19D3 |  | Axial wake velocity deficits for radial node 19 and downstream distance 03 of turbine 02 |  | (m/s)
| WkDfVxT2N19D4 |  | Axial wake velocity deficits for radial node 19 and downstream distance 04 of turbine 02 |  | (m/s)
| WkDfVxT2N19D5 |  | Axial wake velocity deficits for radial node 19 and downstream distance 05 of turbine 02 |  | (m/s)
| WkDfVxT2N19D6 |  | Axial wake velocity deficits for radial node 19 and downstream distance 06 of turbine 02 |  | (m/s)
| WkDfVxT2N19D7 |  | Axial wake velocity deficits for radial node 19 and downstream distance 07 of turbine 02 |  | (m/s)
| WkDfVxT2N19D8 |  | Axial wake velocity deficits for radial node 19 and downstream distance 08 of turbine 02 |  | (m/s)
| WkDfVxT2N19D9 |  | Axial wake velocity deficits for radial node 19 and downstream distance 09 of turbine 02 |  | (m/s)
| WkDfVxT2N20D1 |  | Axial wake velocity deficits for radial node 20 and downstream distance 01 of turbine 02 |  | (m/s)
| WkDfVxT2N20D2 |  | Axial wake velocity deficits for radial node 20 and downstream distance 02 of turbine 02 |  | (m/s)
| WkDfVxT2N20D3 |  | Axial wake velocity deficits for radial node 20 and downstream distance 03 of turbine 02 |  | (m/s)
| WkDfVxT2N20D4 |  | Axial wake velocity deficits for radial node 20 and downstream distance 04 of turbine 02 |  | (m/s)
| WkDfVxT2N20D5 |  | Axial wake velocity deficits for radial node 20 and downstream distance 05 of turbine 02 |  | (m/s)
| WkDfVxT2N20D6 |  | Axial wake velocity deficits for radial node 20 and downstream distance 06 of turbine 02 |  | (m/s)
| WkDfVxT2N20D7 |  | Axial wake velocity deficits for radial node 20 and downstream distance 07 of turbine 02 |  | (m/s)
| WkDfVxT2N20D8 |  | Axial wake velocity deficits for radial node 20 and downstream distance 08 of turbine 02 |  | (m/s)
| WkDfVxT2N20D9 |  | Axial wake velocity deficits for radial node 20 and downstream distance 09 of turbine 02 |  | (m/s)
| WkDfVxT3N01D1 |  | Axial wake velocity deficits for radial node 01 and downstream distance 01 of turbine 03 |  | (m/s)
| WkDfVxT3N01D2 |  | Axial wake velocity deficits for radial node 01 and downstream distance 02 of turbine 03 |  | (m/s)
| WkDfVxT3N01D3 |  | Axial wake velocity deficits for radial node 01 and downstream distance 03 of turbine 03 |  | (m/s)
| WkDfVxT3N01D4 |  | Axial wake velocity deficits for radial node 01 and downstream distance 04 of turbine 03 |  | (m/s)
| WkDfVxT3N01D5 |  | Axial wake velocity deficits for radial node 01 and downstream distance 05 of turbine 03 |  | (m/s)
| WkDfVxT3N01D6 |  | Axial wake velocity deficits for radial node 01 and downstream distance 06 of turbine 03 |  | (m/s)
| WkDfVxT3N01D7 |  | Axial wake velocity deficits for radial node 01 and downstream distance 07 of turbine 03 |  | (m/s)
| WkDfVxT3N01D8 |  | Axial wake velocity deficits for radial node 01 and downstream distance 08 of turbine 03 |  | (m/s)
| WkDfVxT3N01D9 |  | Axial wake velocity deficits for radial node 01 and downstream distance 09 of turbine 03 |  | (m/s)
| WkDfVxT3N02D1 |  | Axial wake velocity deficits for radial node 02 and downstream distance 01 of turbine 03 |  | (m/s)
| WkDfVxT3N02D2 |  | Axial wake velocity deficits for radial node 02 and downstream distance 02 of turbine 03 |  | (m/s)
| WkDfVxT3N02D3 |  | Axial wake velocity deficits for radial node 02 and downstream distance 03 of turbine 03 |  | (m/s)
| WkDfVxT3N02D4 |  | Axial wake velocity deficits for radial node 02 and downstream distance 04 of turbine 03 |  | (m/s)
| WkDfVxT3N02D5 |  | Axial wake velocity deficits for radial node 02 and downstream distance 05 of turbine 03 |  | (m/s)
| WkDfVxT3N02D6 |  | Axial wake velocity deficits for radial node 02 and downstream distance 06 of turbine 03 |  | (m/s)
| WkDfVxT3N02D7 |  | Axial wake velocity deficits for radial node 02 and downstream distance 07 of turbine 03 |  | (m/s)
| WkDfVxT3N02D8 |  | Axial wake velocity deficits for radial node 02 and downstream distance 08 of turbine 03 |  | (m/s)
| WkDfVxT3N02D9 |  | Axial wake velocity deficits for radial node 02 and downstream distance 09 of turbine 03 |  | (m/s)
| WkDfVxT3N03D1 |  | Axial wake velocity deficits for radial node 03 and downstream distance 01 of turbine 03 |  | (m/s)
| WkDfVxT3N03D2 |  | Axial wake velocity deficits for radial node 03 and downstream distance 02 of turbine 03 |  | (m/s)
| WkDfVxT3N03D3 |  | Axial wake velocity deficits for radial node 03 and downstream distance 03 of turbine 03 |  | (m/s)
| WkDfVxT3N03D4 |  | Axial wake velocity deficits for radial node 03 and downstream distance 04 of turbine 03 |  | (m/s)
| WkDfVxT3N03D5 |  | Axial wake velocity deficits for radial node 03 and downstream distance 05 of turbine 03 |  | (m/s)
| WkDfVxT3N03D6 |  | Axial wake velocity deficits for radial node 03 and downstream distance 06 of turbine 03 |  | (m/s)
| WkDfVxT3N03D7 |  | Axial wake velocity deficits for radial node 03 and downstream distance 07 of turbine 03 |  | (m/s)
| WkDfVxT3N03D8 |  | Axial wake velocity deficits for radial node 03 and downstream distance 08 of turbine 03 |  | (m/s)
| WkDfVxT3N03D9 |  | Axial wake velocity deficits for radial node 03 and downstream distance 09 of turbine 03 |  | (m/s)
| WkDfVxT3N04D1 |  | Axial wake velocity deficits for radial node 04 and downstream distance 01 of turbine 03 |  | (m/s)
| WkDfVxT3N04D2 |  | Axial wake velocity deficits for radial node 04 and downstream distance 02 of turbine 03 |  | (m/s)
| WkDfVxT3N04D3 |  | Axial wake velocity deficits for radial node 04 and downstream distance 03 of turbine 03 |  | (m/s)
| WkDfVxT3N04D4 |  | Axial wake velocity deficits for radial node 04 and downstream distance 04 of turbine 03 |  | (m/s)
| WkDfVxT3N04D5 |  | Axial wake velocity deficits for radial node 04 and downstream distance 05 of turbine 03 |  | (m/s)
| WkDfVxT3N04D6 |  | Axial wake velocity deficits for radial node 04 and downstream distance 06 of turbine 03 |  | (m/s)
| WkDfVxT3N04D7 |  | Axial wake velocity deficits for radial node 04 and downstream distance 07 of turbine 03 |  | (m/s)
| WkDfVxT3N04D8 |  | Axial wake velocity deficits for radial node 04 and downstream distance 08 of turbine 03 |  | (m/s)
| WkDfVxT3N04D9 |  | Axial wake velocity deficits for radial node 04 and downstream distance 09 of turbine 03 |  | (m/s)
| WkDfVxT3N05D1 |  | Axial wake velocity deficits for radial node 05 and downstream distance 01 of turbine 03 |  | (m/s)
| WkDfVxT3N05D2 |  | Axial wake velocity deficits for radial node 05 and downstream distance 02 of turbine 03 |  | (m/s)
| WkDfVxT3N05D3 |  | Axial wake velocity deficits for radial node 05 and downstream distance 03 of turbine 03 |  | (m/s)
| WkDfVxT3N05D4 |  | Axial wake velocity deficits for radial node 05 and downstream distance 04 of turbine 03 |  | (m/s)
| WkDfVxT3N05D5 |  | Axial wake velocity deficits for radial node 05 and downstream distance 05 of turbine 03 |  | (m/s)
| WkDfVxT3N05D6 |  | Axial wake velocity deficits for radial node 05 and downstream distance 06 of turbine 03 |  | (m/s)
| WkDfVxT3N05D7 |  | Axial wake velocity deficits for radial node 05 and downstream distance 07 of turbine 03 |  | (m/s)
| WkDfVxT3N05D8 |  | Axial wake velocity deficits for radial node 05 and downstream distance 08 of turbine 03 |  | (m/s)
| WkDfVxT3N05D9 |  | Axial wake velocity deficits for radial node 05 and downstream distance 09 of turbine 03 |  | (m/s)
| WkDfVxT3N06D1 |  | Axial wake velocity deficits for radial node 06 and downstream distance 01 of turbine 03 |  | (m/s)
| WkDfVxT3N06D2 |  | Axial wake velocity deficits for radial node 06 and downstream distance 02 of turbine 03 |  | (m/s)
| WkDfVxT3N06D3 |  | Axial wake velocity deficits for radial node 06 and downstream distance 03 of turbine 03 |  | (m/s)
| WkDfVxT3N06D4 |  | Axial wake velocity deficits for radial node 06 and downstream distance 04 of turbine 03 |  | (m/s)
| WkDfVxT3N06D5 |  | Axial wake velocity deficits for radial node 06 and downstream distance 05 of turbine 03 |  | (m/s)
| WkDfVxT3N06D6 |  | Axial wake velocity deficits for radial node 06 and downstream distance 06 of turbine 03 |  | (m/s)
| WkDfVxT3N06D7 |  | Axial wake velocity deficits for radial node 06 and downstream distance 07 of turbine 03 |  | (m/s)
| WkDfVxT3N06D8 |  | Axial wake velocity deficits for radial node 06 and downstream distance 08 of turbine 03 |  | (m/s)
| WkDfVxT3N06D9 |  | Axial wake velocity deficits for radial node 06 and downstream distance 09 of turbine 03 |  | (m/s)
| WkDfVxT3N07D1 |  | Axial wake velocity deficits for radial node 07 and downstream distance 01 of turbine 03 |  | (m/s)
| WkDfVxT3N07D2 |  | Axial wake velocity deficits for radial node 07 and downstream distance 02 of turbine 03 |  | (m/s)
| WkDfVxT3N07D3 |  | Axial wake velocity deficits for radial node 07 and downstream distance 03 of turbine 03 |  | (m/s)
| WkDfVxT3N07D4 |  | Axial wake velocity deficits for radial node 07 and downstream distance 04 of turbine 03 |  | (m/s)
| WkDfVxT3N07D5 |  | Axial wake velocity deficits for radial node 07 and downstream distance 05 of turbine 03 |  | (m/s)
| WkDfVxT3N07D6 |  | Axial wake velocity deficits for radial node 07 and downstream distance 06 of turbine 03 |  | (m/s)
| WkDfVxT3N07D7 |  | Axial wake velocity deficits for radial node 07 and downstream distance 07 of turbine 03 |  | (m/s)
| WkDfVxT3N07D8 |  | Axial wake velocity deficits for radial node 07 and downstream distance 08 of turbine 03 |  | (m/s)
| WkDfVxT3N07D9 |  | Axial wake velocity deficits for radial node 07 and downstream distance 09 of turbine 03 |  | (m/s)
| WkDfVxT3N08D1 |  | Axial wake velocity deficits for radial node 08 and downstream distance 01 of turbine 03 |  | (m/s)
| WkDfVxT3N08D2 |  | Axial wake velocity deficits for radial node 08 and downstream distance 02 of turbine 03 |  | (m/s)
| WkDfVxT3N08D3 |  | Axial wake velocity deficits for radial node 08 and downstream distance 03 of turbine 03 |  | (m/s)
| WkDfVxT3N08D4 |  | Axial wake velocity deficits for radial node 08 and downstream distance 04 of turbine 03 |  | (m/s)
| WkDfVxT3N08D5 |  | Axial wake velocity deficits for radial node 08 and downstream distance 05 of turbine 03 |  | (m/s)
| WkDfVxT3N08D6 |  | Axial wake velocity deficits for radial node 08 and downstream distance 06 of turbine 03 |  | (m/s)
| WkDfVxT3N08D7 |  | Axial wake velocity deficits for radial node 08 and downstream distance 07 of turbine 03 |  | (m/s)
| WkDfVxT3N08D8 |  | Axial wake velocity deficits for radial node 08 and downstream distance 08 of turbine 03 |  | (m/s)
| WkDfVxT3N08D9 |  | Axial wake velocity deficits for radial node 08 and downstream distance 09 of turbine 03 |  | (m/s)
| WkDfVxT3N09D1 |  | Axial wake velocity deficits for radial node 09 and downstream distance 01 of turbine 03 |  | (m/s)
| WkDfVxT3N09D2 |  | Axial wake velocity deficits for radial node 09 and downstream distance 02 of turbine 03 |  | (m/s)
| WkDfVxT3N09D3 |  | Axial wake velocity deficits for radial node 09 and downstream distance 03 of turbine 03 |  | (m/s)
| WkDfVxT3N09D4 |  | Axial wake velocity deficits for radial node 09 and downstream distance 04 of turbine 03 |  | (m/s)
| WkDfVxT3N09D5 |  | Axial wake velocity deficits for radial node 09 and downstream distance 05 of turbine 03 |  | (m/s)
| WkDfVxT3N09D6 |  | Axial wake velocity deficits for radial node 09 and downstream distance 06 of turbine 03 |  | (m/s)
| WkDfVxT3N09D7 |  | Axial wake velocity deficits for radial node 09 and downstream distance 07 of turbine 03 |  | (m/s)
| WkDfVxT3N09D8 |  | Axial wake velocity deficits for radial node 09 and downstream distance 08 of turbine 03 |  | (m/s)
| WkDfVxT3N09D9 |  | Axial wake velocity deficits for radial node 09 and downstream distance 09 of turbine 03 |  | (m/s)
| WkDfVxT3N10D1 |  | Axial wake velocity deficits for radial node 10 and downstream distance 01 of turbine 03 |  | (m/s)
| WkDfVxT3N10D2 |  | Axial wake velocity deficits for radial node 10 and downstream distance 02 of turbine 03 |  | (m/s)
| WkDfVxT3N10D3 |  | Axial wake velocity deficits for radial node 10 and downstream distance 03 of turbine 03 |  | (m/s)
| WkDfVxT3N10D4 |  | Axial wake velocity deficits for radial node 10 and downstream distance 04 of turbine 03 |  | (m/s)
| WkDfVxT3N10D5 |  | Axial wake velocity deficits for radial node 10 and downstream distance 05 of turbine 03 |  | (m/s)
| WkDfVxT3N10D6 |  | Axial wake velocity deficits for radial node 10 and downstream distance 06 of turbine 03 |  | (m/s)
| WkDfVxT3N10D7 |  | Axial wake velocity deficits for radial node 10 and downstream distance 07 of turbine 03 |  | (m/s)
| WkDfVxT3N10D8 |  | Axial wake velocity deficits for radial node 10 and downstream distance 08 of turbine 03 |  | (m/s)
| WkDfVxT3N10D9 |  | Axial wake velocity deficits for radial node 10 and downstream distance 09 of turbine 03 |  | (m/s)
| WkDfVxT3N11D1 |  | Axial wake velocity deficits for radial node 11 and downstream distance 01 of turbine 03 |  | (m/s)
| WkDfVxT3N11D2 |  | Axial wake velocity deficits for radial node 11 and downstream distance 02 of turbine 03 |  | (m/s)
| WkDfVxT3N11D3 |  | Axial wake velocity deficits for radial node 11 and downstream distance 03 of turbine 03 |  | (m/s)
| WkDfVxT3N11D4 |  | Axial wake velocity deficits for radial node 11 and downstream distance 04 of turbine 03 |  | (m/s)
| WkDfVxT3N11D5 |  | Axial wake velocity deficits for radial node 11 and downstream distance 05 of turbine 03 |  | (m/s)
| WkDfVxT3N11D6 |  | Axial wake velocity deficits for radial node 11 and downstream distance 06 of turbine 03 |  | (m/s)
| WkDfVxT3N11D7 |  | Axial wake velocity deficits for radial node 11 and downstream distance 07 of turbine 03 |  | (m/s)
| WkDfVxT3N11D8 |  | Axial wake velocity deficits for radial node 11 and downstream distance 08 of turbine 03 |  | (m/s)
| WkDfVxT3N11D9 |  | Axial wake velocity deficits for radial node 11 and downstream distance 09 of turbine 03 |  | (m/s)
| WkDfVxT3N12D1 |  | Axial wake velocity deficits for radial node 12 and downstream distance 01 of turbine 03 |  | (m/s)
| WkDfVxT3N12D2 |  | Axial wake velocity deficits for radial node 12 and downstream distance 02 of turbine 03 |  | (m/s)
| WkDfVxT3N12D3 |  | Axial wake velocity deficits for radial node 12 and downstream distance 03 of turbine 03 |  | (m/s)
| WkDfVxT3N12D4 |  | Axial wake velocity deficits for radial node 12 and downstream distance 04 of turbine 03 |  | (m/s)
| WkDfVxT3N12D5 |  | Axial wake velocity deficits for radial node 12 and downstream distance 05 of turbine 03 |  | (m/s)
| WkDfVxT3N12D6 |  | Axial wake velocity deficits for radial node 12 and downstream distance 06 of turbine 03 |  | (m/s)
| WkDfVxT3N12D7 |  | Axial wake velocity deficits for radial node 12 and downstream distance 07 of turbine 03 |  | (m/s)
| WkDfVxT3N12D8 |  | Axial wake velocity deficits for radial node 12 and downstream distance 08 of turbine 03 |  | (m/s)
| WkDfVxT3N12D9 |  | Axial wake velocity deficits for radial node 12 and downstream distance 09 of turbine 03 |  | (m/s)
| WkDfVxT3N13D1 |  | Axial wake velocity deficits for radial node 13 and downstream distance 01 of turbine 03 |  | (m/s)
| WkDfVxT3N13D2 |  | Axial wake velocity deficits for radial node 13 and downstream distance 02 of turbine 03 |  | (m/s)
| WkDfVxT3N13D3 |  | Axial wake velocity deficits for radial node 13 and downstream distance 03 of turbine 03 |  | (m/s)
| WkDfVxT3N13D4 |  | Axial wake velocity deficits for radial node 13 and downstream distance 04 of turbine 03 |  | (m/s)
| WkDfVxT3N13D5 |  | Axial wake velocity deficits for radial node 13 and downstream distance 05 of turbine 03 |  | (m/s)
| WkDfVxT3N13D6 |  | Axial wake velocity deficits for radial node 13 and downstream distance 06 of turbine 03 |  | (m/s)
| WkDfVxT3N13D7 |  | Axial wake velocity deficits for radial node 13 and downstream distance 07 of turbine 03 |  | (m/s)
| WkDfVxT3N13D8 |  | Axial wake velocity deficits for radial node 13 and downstream distance 08 of turbine 03 |  | (m/s)
| WkDfVxT3N13D9 |  | Axial wake velocity deficits for radial node 13 and downstream distance 09 of turbine 03 |  | (m/s)
| WkDfVxT3N14D1 |  | Axial wake velocity deficits for radial node 14 and downstream distance 01 of turbine 03 |  | (m/s)
| WkDfVxT3N14D2 |  | Axial wake velocity deficits for radial node 14 and downstream distance 02 of turbine 03 |  | (m/s)
| WkDfVxT3N14D3 |  | Axial wake velocity deficits for radial node 14 and downstream distance 03 of turbine 03 |  | (m/s)
| WkDfVxT3N14D4 |  | Axial wake velocity deficits for radial node 14 and downstream distance 04 of turbine 03 |  | (m/s)
| WkDfVxT3N14D5 |  | Axial wake velocity deficits for radial node 14 and downstream distance 05 of turbine 03 |  | (m/s)
| WkDfVxT3N14D6 |  | Axial wake velocity deficits for radial node 14 and downstream distance 06 of turbine 03 |  | (m/s)
| WkDfVxT3N14D7 |  | Axial wake velocity deficits for radial node 14 and downstream distance 07 of turbine 03 |  | (m/s)
| WkDfVxT3N14D8 |  | Axial wake velocity deficits for radial node 14 and downstream distance 08 of turbine 03 |  | (m/s)
| WkDfVxT3N14D9 |  | Axial wake velocity deficits for radial node 14 and downstream distance 09 of turbine 03 |  | (m/s)
| WkDfVxT3N15D1 |  | Axial wake velocity deficits for radial node 15 and downstream distance 01 of turbine 03 |  | (m/s)
| WkDfVxT3N15D2 |  | Axial wake velocity deficits for radial node 15 and downstream distance 02 of turbine 03 |  | (m/s)
| WkDfVxT3N15D3 |  | Axial wake velocity deficits for radial node 15 and downstream distance 03 of turbine 03 |  | (m/s)
| WkDfVxT3N15D4 |  | Axial wake velocity deficits for radial node 15 and downstream distance 04 of turbine 03 |  | (m/s)
| WkDfVxT3N15D5 |  | Axial wake velocity deficits for radial node 15 and downstream distance 05 of turbine 03 |  | (m/s)
| WkDfVxT3N15D6 |  | Axial wake velocity deficits for radial node 15 and downstream distance 06 of turbine 03 |  | (m/s)
| WkDfVxT3N15D7 |  | Axial wake velocity deficits for radial node 15 and downstream distance 07 of turbine 03 |  | (m/s)
| WkDfVxT3N15D8 |  | Axial wake velocity deficits for radial node 15 and downstream distance 08 of turbine 03 |  | (m/s)
| WkDfVxT3N15D9 |  | Axial wake velocity deficits for radial node 15 and downstream distance 09 of turbine 03 |  | (m/s)
| WkDfVxT3N16D1 |  | Axial wake velocity deficits for radial node 16 and downstream distance 01 of turbine 03 |  | (m/s)
| WkDfVxT3N16D2 |  | Axial wake velocity deficits for radial node 16 and downstream distance 02 of turbine 03 |  | (m/s)
| WkDfVxT3N16D3 |  | Axial wake velocity deficits for radial node 16 and downstream distance 03 of turbine 03 |  | (m/s)
| WkDfVxT3N16D4 |  | Axial wake velocity deficits for radial node 16 and downstream distance 04 of turbine 03 |  | (m/s)
| WkDfVxT3N16D5 |  | Axial wake velocity deficits for radial node 16 and downstream distance 05 of turbine 03 |  | (m/s)
| WkDfVxT3N16D6 |  | Axial wake velocity deficits for radial node 16 and downstream distance 06 of turbine 03 |  | (m/s)
| WkDfVxT3N16D7 |  | Axial wake velocity deficits for radial node 16 and downstream distance 07 of turbine 03 |  | (m/s)
| WkDfVxT3N16D8 |  | Axial wake velocity deficits for radial node 16 and downstream distance 08 of turbine 03 |  | (m/s)
| WkDfVxT3N16D9 |  | Axial wake velocity deficits for radial node 16 and downstream distance 09 of turbine 03 |  | (m/s)
| WkDfVxT3N17D1 |  | Axial wake velocity deficits for radial node 17 and downstream distance 01 of turbine 03 |  | (m/s)
| WkDfVxT3N17D2 |  | Axial wake velocity deficits for radial node 17 and downstream distance 02 of turbine 03 |  | (m/s)
| WkDfVxT3N17D3 |  | Axial wake velocity deficits for radial node 17 and downstream distance 03 of turbine 03 |  | (m/s)
| WkDfVxT3N17D4 |  | Axial wake velocity deficits for radial node 17 and downstream distance 04 of turbine 03 |  | (m/s)
| WkDfVxT3N17D5 |  | Axial wake velocity deficits for radial node 17 and downstream distance 05 of turbine 03 |  | (m/s)
| WkDfVxT3N17D6 |  | Axial wake velocity deficits for radial node 17 and downstream distance 06 of turbine 03 |  | (m/s)
| WkDfVxT3N17D7 |  | Axial wake velocity deficits for radial node 17 and downstream distance 07 of turbine 03 |  | (m/s)
| WkDfVxT3N17D8 |  | Axial wake velocity deficits for radial node 17 and downstream distance 08 of turbine 03 |  | (m/s)
| WkDfVxT3N17D9 |  | Axial wake velocity deficits for radial node 17 and downstream distance 09 of turbine 03 |  | (m/s)
| WkDfVxT3N18D1 |  | Axial wake velocity deficits for radial node 18 and downstream distance 01 of turbine 03 |  | (m/s)
| WkDfVxT3N18D2 |  | Axial wake velocity deficits for radial node 18 and downstream distance 02 of turbine 03 |  | (m/s)
| WkDfVxT3N18D3 |  | Axial wake velocity deficits for radial node 18 and downstream distance 03 of turbine 03 |  | (m/s)
| WkDfVxT3N18D4 |  | Axial wake velocity deficits for radial node 18 and downstream distance 04 of turbine 03 |  | (m/s)
| WkDfVxT3N18D5 |  | Axial wake velocity deficits for radial node 18 and downstream distance 05 of turbine 03 |  | (m/s)
| WkDfVxT3N18D6 |  | Axial wake velocity deficits for radial node 18 and downstream distance 06 of turbine 03 |  | (m/s)
| WkDfVxT3N18D7 |  | Axial wake velocity deficits for radial node 18 and downstream distance 07 of turbine 03 |  | (m/s)
| WkDfVxT3N18D8 |  | Axial wake velocity deficits for radial node 18 and downstream distance 08 of turbine 03 |  | (m/s)
| WkDfVxT3N18D9 |  | Axial wake velocity deficits for radial node 18 and downstream distance 09 of turbine 03 |  | (m/s)
| WkDfVxT3N19D1 |  | Axial wake velocity deficits for radial node 19 and downstream distance 01 of turbine 03 |  | (m/s)
| WkDfVxT3N19D2 |  | Axial wake velocity deficits for radial node 19 and downstream distance 02 of turbine 03 |  | (m/s)
| WkDfVxT3N19D3 |  | Axial wake velocity deficits for radial node 19 and downstream distance 03 of turbine 03 |  | (m/s)
| WkDfVxT3N19D4 |  | Axial wake velocity deficits for radial node 19 and downstream distance 04 of turbine 03 |  | (m/s)
| WkDfVxT3N19D5 |  | Axial wake velocity deficits for radial node 19 and downstream distance 05 of turbine 03 |  | (m/s)
| WkDfVxT3N19D6 |  | Axial wake velocity deficits for radial node 19 and downstream distance 06 of turbine 03 |  | (m/s)
| WkDfVxT3N19D7 |  | Axial wake velocity deficits for radial node 19 and downstream distance 07 of turbine 03 |  | (m/s)
| WkDfVxT3N19D8 |  | Axial wake velocity deficits for radial node 19 and downstream distance 08 of turbine 03 |  | (m/s)
| WkDfVxT3N19D9 |  | Axial wake velocity deficits for radial node 19 and downstream distance 09 of turbine 03 |  | (m/s)
| WkDfVxT3N20D1 |  | Axial wake velocity deficits for radial node 20 and downstream distance 01 of turbine 03 |  | (m/s)
| WkDfVxT3N20D2 |  | Axial wake velocity deficits for radial node 20 and downstream distance 02 of turbine 03 |  | (m/s)
| WkDfVxT3N20D3 |  | Axial wake velocity deficits for radial node 20 and downstream distance 03 of turbine 03 |  | (m/s)
| WkDfVxT3N20D4 |  | Axial wake velocity deficits for radial node 20 and downstream distance 04 of turbine 03 |  | (m/s)
| WkDfVxT3N20D5 |  | Axial wake velocity deficits for radial node 20 and downstream distance 05 of turbine 03 |  | (m/s)
| WkDfVxT3N20D6 |  | Axial wake velocity deficits for radial node 20 and downstream distance 06 of turbine 03 |  | (m/s)
| WkDfVxT3N20D7 |  | Axial wake velocity deficits for radial node 20 and downstream distance 07 of turbine 03 |  | (m/s)
| WkDfVxT3N20D8 |  | Axial wake velocity deficits for radial node 20 and downstream distance 08 of turbine 03 |  | (m/s)
| WkDfVxT3N20D9 |  | Axial wake velocity deficits for radial node 20 and downstream distance 09 of turbine 03 |  | (m/s)
| WkDfVxT4N01D1 |  | Axial wake velocity deficits for radial node 01 and downstream distance 01 of turbine 04 |  | (m/s)
| WkDfVxT4N01D2 |  | Axial wake velocity deficits for radial node 01 and downstream distance 02 of turbine 04 |  | (m/s)
| WkDfVxT4N01D3 |  | Axial wake velocity deficits for radial node 01 and downstream distance 03 of turbine 04 |  | (m/s)
| WkDfVxT4N01D4 |  | Axial wake velocity deficits for radial node 01 and downstream distance 04 of turbine 04 |  | (m/s)
| WkDfVxT4N01D5 |  | Axial wake velocity deficits for radial node 01 and downstream distance 05 of turbine 04 |  | (m/s)
| WkDfVxT4N01D6 |  | Axial wake velocity deficits for radial node 01 and downstream distance 06 of turbine 04 |  | (m/s)
| WkDfVxT4N01D7 |  | Axial wake velocity deficits for radial node 01 and downstream distance 07 of turbine 04 |  | (m/s)
| WkDfVxT4N01D8 |  | Axial wake velocity deficits for radial node 01 and downstream distance 08 of turbine 04 |  | (m/s)
| WkDfVxT4N01D9 |  | Axial wake velocity deficits for radial node 01 and downstream distance 09 of turbine 04 |  | (m/s)
| WkDfVxT4N02D1 |  | Axial wake velocity deficits for radial node 02 and downstream distance 01 of turbine 04 |  | (m/s)
| WkDfVxT4N02D2 |  | Axial wake velocity deficits for radial node 02 and downstream distance 02 of turbine 04 |  | (m/s)
| WkDfVxT4N02D3 |  | Axial wake velocity deficits for radial node 02 and downstream distance 03 of turbine 04 |  | (m/s)
| WkDfVxT4N02D4 |  | Axial wake velocity deficits for radial node 02 and downstream distance 04 of turbine 04 |  | (m/s)
| WkDfVxT4N02D5 |  | Axial wake velocity deficits for radial node 02 and downstream distance 05 of turbine 04 |  | (m/s)
| WkDfVxT4N02D6 |  | Axial wake velocity deficits for radial node 02 and downstream distance 06 of turbine 04 |  | (m/s)
| WkDfVxT4N02D7 |  | Axial wake velocity deficits for radial node 02 and downstream distance 07 of turbine 04 |  | (m/s)
| WkDfVxT4N02D8 |  | Axial wake velocity deficits for radial node 02 and downstream distance 08 of turbine 04 |  | (m/s)
| WkDfVxT4N02D9 |  | Axial wake velocity deficits for radial node 02 and downstream distance 09 of turbine 04 |  | (m/s)
| WkDfVxT4N03D1 |  | Axial wake velocity deficits for radial node 03 and downstream distance 01 of turbine 04 |  | (m/s)
| WkDfVxT4N03D2 |  | Axial wake velocity deficits for radial node 03 and downstream distance 02 of turbine 04 |  | (m/s)
| WkDfVxT4N03D3 |  | Axial wake velocity deficits for radial node 03 and downstream distance 03 of turbine 04 |  | (m/s)
| WkDfVxT4N03D4 |  | Axial wake velocity deficits for radial node 03 and downstream distance 04 of turbine 04 |  | (m/s)
| WkDfVxT4N03D5 |  | Axial wake velocity deficits for radial node 03 and downstream distance 05 of turbine 04 |  | (m/s)
| WkDfVxT4N03D6 |  | Axial wake velocity deficits for radial node 03 and downstream distance 06 of turbine 04 |  | (m/s)
| WkDfVxT4N03D7 |  | Axial wake velocity deficits for radial node 03 and downstream distance 07 of turbine 04 |  | (m/s)
| WkDfVxT4N03D8 |  | Axial wake velocity deficits for radial node 03 and downstream distance 08 of turbine 04 |  | (m/s)
| WkDfVxT4N03D9 |  | Axial wake velocity deficits for radial node 03 and downstream distance 09 of turbine 04 |  | (m/s)
| WkDfVxT4N04D1 |  | Axial wake velocity deficits for radial node 04 and downstream distance 01 of turbine 04 |  | (m/s)
| WkDfVxT4N04D2 |  | Axial wake velocity deficits for radial node 04 and downstream distance 02 of turbine 04 |  | (m/s)
| WkDfVxT4N04D3 |  | Axial wake velocity deficits for radial node 04 and downstream distance 03 of turbine 04 |  | (m/s)
| WkDfVxT4N04D4 |  | Axial wake velocity deficits for radial node 04 and downstream distance 04 of turbine 04 |  | (m/s)
| WkDfVxT4N04D5 |  | Axial wake velocity deficits for radial node 04 and downstream distance 05 of turbine 04 |  | (m/s)
| WkDfVxT4N04D6 |  | Axial wake velocity deficits for radial node 04 and downstream distance 06 of turbine 04 |  | (m/s)
| WkDfVxT4N04D7 |  | Axial wake velocity deficits for radial node 04 and downstream distance 07 of turbine 04 |  | (m/s)
| WkDfVxT4N04D8 |  | Axial wake velocity deficits for radial node 04 and downstream distance 08 of turbine 04 |  | (m/s)
| WkDfVxT4N04D9 |  | Axial wake velocity deficits for radial node 04 and downstream distance 09 of turbine 04 |  | (m/s)
| WkDfVxT4N05D1 |  | Axial wake velocity deficits for radial node 05 and downstream distance 01 of turbine 04 |  | (m/s)
| WkDfVxT4N05D2 |  | Axial wake velocity deficits for radial node 05 and downstream distance 02 of turbine 04 |  | (m/s)
| WkDfVxT4N05D3 |  | Axial wake velocity deficits for radial node 05 and downstream distance 03 of turbine 04 |  | (m/s)
| WkDfVxT4N05D4 |  | Axial wake velocity deficits for radial node 05 and downstream distance 04 of turbine 04 |  | (m/s)
| WkDfVxT4N05D5 |  | Axial wake velocity deficits for radial node 05 and downstream distance 05 of turbine 04 |  | (m/s)
| WkDfVxT4N05D6 |  | Axial wake velocity deficits for radial node 05 and downstream distance 06 of turbine 04 |  | (m/s)
| WkDfVxT4N05D7 |  | Axial wake velocity deficits for radial node 05 and downstream distance 07 of turbine 04 |  | (m/s)
| WkDfVxT4N05D8 |  | Axial wake velocity deficits for radial node 05 and downstream distance 08 of turbine 04 |  | (m/s)
| WkDfVxT4N05D9 |  | Axial wake velocity deficits for radial node 05 and downstream distance 09 of turbine 04 |  | (m/s)
| WkDfVxT4N06D1 |  | Axial wake velocity deficits for radial node 06 and downstream distance 01 of turbine 04 |  | (m/s)
| WkDfVxT4N06D2 |  | Axial wake velocity deficits for radial node 06 and downstream distance 02 of turbine 04 |  | (m/s)
| WkDfVxT4N06D3 |  | Axial wake velocity deficits for radial node 06 and downstream distance 03 of turbine 04 |  | (m/s)
| WkDfVxT4N06D4 |  | Axial wake velocity deficits for radial node 06 and downstream distance 04 of turbine 04 |  | (m/s)
| WkDfVxT4N06D5 |  | Axial wake velocity deficits for radial node 06 and downstream distance 05 of turbine 04 |  | (m/s)
| WkDfVxT4N06D6 |  | Axial wake velocity deficits for radial node 06 and downstream distance 06 of turbine 04 |  | (m/s)
| WkDfVxT4N06D7 |  | Axial wake velocity deficits for radial node 06 and downstream distance 07 of turbine 04 |  | (m/s)
| WkDfVxT4N06D8 |  | Axial wake velocity deficits for radial node 06 and downstream distance 08 of turbine 04 |  | (m/s)
| WkDfVxT4N06D9 |  | Axial wake velocity deficits for radial node 06 and downstream distance 09 of turbine 04 |  | (m/s)
| WkDfVxT4N07D1 |  | Axial wake velocity deficits for radial node 07 and downstream distance 01 of turbine 04 |  | (m/s)
| WkDfVxT4N07D2 |  | Axial wake velocity deficits for radial node 07 and downstream distance 02 of turbine 04 |  | (m/s)
| WkDfVxT4N07D3 |  | Axial wake velocity deficits for radial node 07 and downstream distance 03 of turbine 04 |  | (m/s)
| WkDfVxT4N07D4 |  | Axial wake velocity deficits for radial node 07 and downstream distance 04 of turbine 04 |  | (m/s)
| WkDfVxT4N07D5 |  | Axial wake velocity deficits for radial node 07 and downstream distance 05 of turbine 04 |  | (m/s)
| WkDfVxT4N07D6 |  | Axial wake velocity deficits for radial node 07 and downstream distance 06 of turbine 04 |  | (m/s)
| WkDfVxT4N07D7 |  | Axial wake velocity deficits for radial node 07 and downstream distance 07 of turbine 04 |  | (m/s)
| WkDfVxT4N07D8 |  | Axial wake velocity deficits for radial node 07 and downstream distance 08 of turbine 04 |  | (m/s)
| WkDfVxT4N07D9 |  | Axial wake velocity deficits for radial node 07 and downstream distance 09 of turbine 04 |  | (m/s)
| WkDfVxT4N08D1 |  | Axial wake velocity deficits for radial node 08 and downstream distance 01 of turbine 04 |  | (m/s)
| WkDfVxT4N08D2 |  | Axial wake velocity deficits for radial node 08 and downstream distance 02 of turbine 04 |  | (m/s)
| WkDfVxT4N08D3 |  | Axial wake velocity deficits for radial node 08 and downstream distance 03 of turbine 04 |  | (m/s)
| WkDfVxT4N08D4 |  | Axial wake velocity deficits for radial node 08 and downstream distance 04 of turbine 04 |  | (m/s)
| WkDfVxT4N08D5 |  | Axial wake velocity deficits for radial node 08 and downstream distance 05 of turbine 04 |  | (m/s)
| WkDfVxT4N08D6 |  | Axial wake velocity deficits for radial node 08 and downstream distance 06 of turbine 04 |  | (m/s)
| WkDfVxT4N08D7 |  | Axial wake velocity deficits for radial node 08 and downstream distance 07 of turbine 04 |  | (m/s)
| WkDfVxT4N08D8 |  | Axial wake velocity deficits for radial node 08 and downstream distance 08 of turbine 04 |  | (m/s)
| WkDfVxT4N08D9 |  | Axial wake velocity deficits for radial node 08 and downstream distance 09 of turbine 04 |  | (m/s)
| WkDfVxT4N09D1 |  | Axial wake velocity deficits for radial node 09 and downstream distance 01 of turbine 04 |  | (m/s)
| WkDfVxT4N09D2 |  | Axial wake velocity deficits for radial node 09 and downstream distance 02 of turbine 04 |  | (m/s)
| WkDfVxT4N09D3 |  | Axial wake velocity deficits for radial node 09 and downstream distance 03 of turbine 04 |  | (m/s)
| WkDfVxT4N09D4 |  | Axial wake velocity deficits for radial node 09 and downstream distance 04 of turbine 04 |  | (m/s)
| WkDfVxT4N09D5 |  | Axial wake velocity deficits for radial node 09 and downstream distance 05 of turbine 04 |  | (m/s)
| WkDfVxT4N09D6 |  | Axial wake velocity deficits for radial node 09 and downstream distance 06 of turbine 04 |  | (m/s)
| WkDfVxT4N09D7 |  | Axial wake velocity deficits for radial node 09 and downstream distance 07 of turbine 04 |  | (m/s)
| WkDfVxT4N09D8 |  | Axial wake velocity deficits for radial node 09 and downstream distance 08 of turbine 04 |  | (m/s)
| WkDfVxT4N09D9 |  | Axial wake velocity deficits for radial node 09 and downstream distance 09 of turbine 04 |  | (m/s)
| WkDfVxT4N10D1 |  | Axial wake velocity deficits for radial node 10 and downstream distance 01 of turbine 04 |  | (m/s)
| WkDfVxT4N10D2 |  | Axial wake velocity deficits for radial node 10 and downstream distance 02 of turbine 04 |  | (m/s)
| WkDfVxT4N10D3 |  | Axial wake velocity deficits for radial node 10 and downstream distance 03 of turbine 04 |  | (m/s)
| WkDfVxT4N10D4 |  | Axial wake velocity deficits for radial node 10 and downstream distance 04 of turbine 04 |  | (m/s)
| WkDfVxT4N10D5 |  | Axial wake velocity deficits for radial node 10 and downstream distance 05 of turbine 04 |  | (m/s)
| WkDfVxT4N10D6 |  | Axial wake velocity deficits for radial node 10 and downstream distance 06 of turbine 04 |  | (m/s)
| WkDfVxT4N10D7 |  | Axial wake velocity deficits for radial node 10 and downstream distance 07 of turbine 04 |  | (m/s)
| WkDfVxT4N10D8 |  | Axial wake velocity deficits for radial node 10 and downstream distance 08 of turbine 04 |  | (m/s)
| WkDfVxT4N10D9 |  | Axial wake velocity deficits for radial node 10 and downstream distance 09 of turbine 04 |  | (m/s)
| WkDfVxT4N11D1 |  | Axial wake velocity deficits for radial node 11 and downstream distance 01 of turbine 04 |  | (m/s)
| WkDfVxT4N11D2 |  | Axial wake velocity deficits for radial node 11 and downstream distance 02 of turbine 04 |  | (m/s)
| WkDfVxT4N11D3 |  | Axial wake velocity deficits for radial node 11 and downstream distance 03 of turbine 04 |  | (m/s)
| WkDfVxT4N11D4 |  | Axial wake velocity deficits for radial node 11 and downstream distance 04 of turbine 04 |  | (m/s)
| WkDfVxT4N11D5 |  | Axial wake velocity deficits for radial node 11 and downstream distance 05 of turbine 04 |  | (m/s)
| WkDfVxT4N11D6 |  | Axial wake velocity deficits for radial node 11 and downstream distance 06 of turbine 04 |  | (m/s)
| WkDfVxT4N11D7 |  | Axial wake velocity deficits for radial node 11 and downstream distance 07 of turbine 04 |  | (m/s)
| WkDfVxT4N11D8 |  | Axial wake velocity deficits for radial node 11 and downstream distance 08 of turbine 04 |  | (m/s)
| WkDfVxT4N11D9 |  | Axial wake velocity deficits for radial node 11 and downstream distance 09 of turbine 04 |  | (m/s)
| WkDfVxT4N12D1 |  | Axial wake velocity deficits for radial node 12 and downstream distance 01 of turbine 04 |  | (m/s)
| WkDfVxT4N12D2 |  | Axial wake velocity deficits for radial node 12 and downstream distance 02 of turbine 04 |  | (m/s)
| WkDfVxT4N12D3 |  | Axial wake velocity deficits for radial node 12 and downstream distance 03 of turbine 04 |  | (m/s)
| WkDfVxT4N12D4 |  | Axial wake velocity deficits for radial node 12 and downstream distance 04 of turbine 04 |  | (m/s)
| WkDfVxT4N12D5 |  | Axial wake velocity deficits for radial node 12 and downstream distance 05 of turbine 04 |  | (m/s)
| WkDfVxT4N12D6 |  | Axial wake velocity deficits for radial node 12 and downstream distance 06 of turbine 04 |  | (m/s)
| WkDfVxT4N12D7 |  | Axial wake velocity deficits for radial node 12 and downstream distance 07 of turbine 04 |  | (m/s)
| WkDfVxT4N12D8 |  | Axial wake velocity deficits for radial node 12 and downstream distance 08 of turbine 04 |  | (m/s)
| WkDfVxT4N12D9 |  | Axial wake velocity deficits for radial node 12 and downstream distance 09 of turbine 04 |  | (m/s)
| WkDfVxT4N13D1 |  | Axial wake velocity deficits for radial node 13 and downstream distance 01 of turbine 04 |  | (m/s)
| WkDfVxT4N13D2 |  | Axial wake velocity deficits for radial node 13 and downstream distance 02 of turbine 04 |  | (m/s)
| WkDfVxT4N13D3 |  | Axial wake velocity deficits for radial node 13 and downstream distance 03 of turbine 04 |  | (m/s)
| WkDfVxT4N13D4 |  | Axial wake velocity deficits for radial node 13 and downstream distance 04 of turbine 04 |  | (m/s)
| WkDfVxT4N13D5 |  | Axial wake velocity deficits for radial node 13 and downstream distance 05 of turbine 04 |  | (m/s)
| WkDfVxT4N13D6 |  | Axial wake velocity deficits for radial node 13 and downstream distance 06 of turbine 04 |  | (m/s)
| WkDfVxT4N13D7 |  | Axial wake velocity deficits for radial node 13 and downstream distance 07 of turbine 04 |  | (m/s)
| WkDfVxT4N13D8 |  | Axial wake velocity deficits for radial node 13 and downstream distance 08 of turbine 04 |  | (m/s)
| WkDfVxT4N13D9 |  | Axial wake velocity deficits for radial node 13 and downstream distance 09 of turbine 04 |  | (m/s)
| WkDfVxT4N14D1 |  | Axial wake velocity deficits for radial node 14 and downstream distance 01 of turbine 04 |  | (m/s)
| WkDfVxT4N14D2 |  | Axial wake velocity deficits for radial node 14 and downstream distance 02 of turbine 04 |  | (m/s)
| WkDfVxT4N14D3 |  | Axial wake velocity deficits for radial node 14 and downstream distance 03 of turbine 04 |  | (m/s)
| WkDfVxT4N14D4 |  | Axial wake velocity deficits for radial node 14 and downstream distance 04 of turbine 04 |  | (m/s)
| WkDfVxT4N14D5 |  | Axial wake velocity deficits for radial node 14 and downstream distance 05 of turbine 04 |  | (m/s)
| WkDfVxT4N14D6 |  | Axial wake velocity deficits for radial node 14 and downstream distance 06 of turbine 04 |  | (m/s)
| WkDfVxT4N14D7 |  | Axial wake velocity deficits for radial node 14 and downstream distance 07 of turbine 04 |  | (m/s)
| WkDfVxT4N14D8 |  | Axial wake velocity deficits for radial node 14 and downstream distance 08 of turbine 04 |  | (m/s)
| WkDfVxT4N14D9 |  | Axial wake velocity deficits for radial node 14 and downstream distance 09 of turbine 04 |  | (m/s)
| WkDfVxT4N15D1 |  | Axial wake velocity deficits for radial node 15 and downstream distance 01 of turbine 04 |  | (m/s)
| WkDfVxT4N15D2 |  | Axial wake velocity deficits for radial node 15 and downstream distance 02 of turbine 04 |  | (m/s)
| WkDfVxT4N15D3 |  | Axial wake velocity deficits for radial node 15 and downstream distance 03 of turbine 04 |  | (m/s)
| WkDfVxT4N15D4 |  | Axial wake velocity deficits for radial node 15 and downstream distance 04 of turbine 04 |  | (m/s)
| WkDfVxT4N15D5 |  | Axial wake velocity deficits for radial node 15 and downstream distance 05 of turbine 04 |  | (m/s)
| WkDfVxT4N15D6 |  | Axial wake velocity deficits for radial node 15 and downstream distance 06 of turbine 04 |  | (m/s)
| WkDfVxT4N15D7 |  | Axial wake velocity deficits for radial node 15 and downstream distance 07 of turbine 04 |  | (m/s)
| WkDfVxT4N15D8 |  | Axial wake velocity deficits for radial node 15 and downstream distance 08 of turbine 04 |  | (m/s)
| WkDfVxT4N15D9 |  | Axial wake velocity deficits for radial node 15 and downstream distance 09 of turbine 04 |  | (m/s)
| WkDfVxT4N16D1 |  | Axial wake velocity deficits for radial node 16 and downstream distance 01 of turbine 04 |  | (m/s)
| WkDfVxT4N16D2 |  | Axial wake velocity deficits for radial node 16 and downstream distance 02 of turbine 04 |  | (m/s)
| WkDfVxT4N16D3 |  | Axial wake velocity deficits for radial node 16 and downstream distance 03 of turbine 04 |  | (m/s)
| WkDfVxT4N16D4 |  | Axial wake velocity deficits for radial node 16 and downstream distance 04 of turbine 04 |  | (m/s)
| WkDfVxT4N16D5 |  | Axial wake velocity deficits for radial node 16 and downstream distance 05 of turbine 04 |  | (m/s)
| WkDfVxT4N16D6 |  | Axial wake velocity deficits for radial node 16 and downstream distance 06 of turbine 04 |  | (m/s)
| WkDfVxT4N16D7 |  | Axial wake velocity deficits for radial node 16 and downstream distance 07 of turbine 04 |  | (m/s)
| WkDfVxT4N16D8 |  | Axial wake velocity deficits for radial node 16 and downstream distance 08 of turbine 04 |  | (m/s)
| WkDfVxT4N16D9 |  | Axial wake velocity deficits for radial node 16 and downstream distance 09 of turbine 04 |  | (m/s)
| WkDfVxT4N17D1 |  | Axial wake velocity deficits for radial node 17 and downstream distance 01 of turbine 04 |  | (m/s)
| WkDfVxT4N17D2 |  | Axial wake velocity deficits for radial node 17 and downstream distance 02 of turbine 04 |  | (m/s)
| WkDfVxT4N17D3 |  | Axial wake velocity deficits for radial node 17 and downstream distance 03 of turbine 04 |  | (m/s)
| WkDfVxT4N17D4 |  | Axial wake velocity deficits for radial node 17 and downstream distance 04 of turbine 04 |  | (m/s)
| WkDfVxT4N17D5 |  | Axial wake velocity deficits for radial node 17 and downstream distance 05 of turbine 04 |  | (m/s)
| WkDfVxT4N17D6 |  | Axial wake velocity deficits for radial node 17 and downstream distance 06 of turbine 04 |  | (m/s)
| WkDfVxT4N17D7 |  | Axial wake velocity deficits for radial node 17 and downstream distance 07 of turbine 04 |  | (m/s)
| WkDfVxT4N17D8 |  | Axial wake velocity deficits for radial node 17 and downstream distance 08 of turbine 04 |  | (m/s)
| WkDfVxT4N17D9 |  | Axial wake velocity deficits for radial node 17 and downstream distance 09 of turbine 04 |  | (m/s)
| WkDfVxT4N18D1 |  | Axial wake velocity deficits for radial node 18 and downstream distance 01 of turbine 04 |  | (m/s)
| WkDfVxT4N18D2 |  | Axial wake velocity deficits for radial node 18 and downstream distance 02 of turbine 04 |  | (m/s)
| WkDfVxT4N18D3 |  | Axial wake velocity deficits for radial node 18 and downstream distance 03 of turbine 04 |  | (m/s)
| WkDfVxT4N18D4 |  | Axial wake velocity deficits for radial node 18 and downstream distance 04 of turbine 04 |  | (m/s)
| WkDfVxT4N18D5 |  | Axial wake velocity deficits for radial node 18 and downstream distance 05 of turbine 04 |  | (m/s)
| WkDfVxT4N18D6 |  | Axial wake velocity deficits for radial node 18 and downstream distance 06 of turbine 04 |  | (m/s)
| WkDfVxT4N18D7 |  | Axial wake velocity deficits for radial node 18 and downstream distance 07 of turbine 04 |  | (m/s)
| WkDfVxT4N18D8 |  | Axial wake velocity deficits for radial node 18 and downstream distance 08 of turbine 04 |  | (m/s)
| WkDfVxT4N18D9 |  | Axial wake velocity deficits for radial node 18 and downstream distance 09 of turbine 04 |  | (m/s)
| WkDfVxT4N19D1 |  | Axial wake velocity deficits for radial node 19 and downstream distance 01 of turbine 04 |  | (m/s)
| WkDfVxT4N19D2 |  | Axial wake velocity deficits for radial node 19 and downstream distance 02 of turbine 04 |  | (m/s)
| WkDfVxT4N19D3 |  | Axial wake velocity deficits for radial node 19 and downstream distance 03 of turbine 04 |  | (m/s)
| WkDfVxT4N19D4 |  | Axial wake velocity deficits for radial node 19 and downstream distance 04 of turbine 04 |  | (m/s)
| WkDfVxT4N19D5 |  | Axial wake velocity deficits for radial node 19 and downstream distance 05 of turbine 04 |  | (m/s)
| WkDfVxT4N19D6 |  | Axial wake velocity deficits for radial node 19 and downstream distance 06 of turbine 04 |  | (m/s)
| WkDfVxT4N19D7 |  | Axial wake velocity deficits for radial node 19 and downstream distance 07 of turbine 04 |  | (m/s)
| WkDfVxT4N19D8 |  | Axial wake velocity deficits for radial node 19 and downstream distance 08 of turbine 04 |  | (m/s)
| WkDfVxT4N19D9 |  | Axial wake velocity deficits for radial node 19 and downstream distance 09 of turbine 04 |  | (m/s)
| WkDfVxT4N20D1 |  | Axial wake velocity deficits for radial node 20 and downstream distance 01 of turbine 04 |  | (m/s)
| WkDfVxT4N20D2 |  | Axial wake velocity deficits for radial node 20 and downstream distance 02 of turbine 04 |  | (m/s)
| WkDfVxT4N20D3 |  | Axial wake velocity deficits for radial node 20 and downstream distance 03 of turbine 04 |  | (m/s)
| WkDfVxT4N20D4 |  | Axial wake velocity deficits for radial node 20 and downstream distance 04 of turbine 04 |  | (m/s)
| WkDfVxT4N20D5 |  | Axial wake velocity deficits for radial node 20 and downstream distance 05 of turbine 04 |  | (m/s)
| WkDfVxT4N20D6 |  | Axial wake velocity deficits for radial node 20 and downstream distance 06 of turbine 04 |  | (m/s)
| WkDfVxT4N20D7 |  | Axial wake velocity deficits for radial node 20 and downstream distance 07 of turbine 04 |  | (m/s)
| WkDfVxT4N20D8 |  | Axial wake velocity deficits for radial node 20 and downstream distance 08 of turbine 04 |  | (m/s)
| WkDfVxT4N20D9 |  | Axial wake velocity deficits for radial node 20 and downstream distance 09 of turbine 04 |  | (m/s)
| WkDfVxT5N01D1 |  | Axial wake velocity deficits for radial node 01 and downstream distance 01 of turbine 05 |  | (m/s)
| WkDfVxT5N01D2 |  | Axial wake velocity deficits for radial node 01 and downstream distance 02 of turbine 05 |  | (m/s)
| WkDfVxT5N01D3 |  | Axial wake velocity deficits for radial node 01 and downstream distance 03 of turbine 05 |  | (m/s)
| WkDfVxT5N01D4 |  | Axial wake velocity deficits for radial node 01 and downstream distance 04 of turbine 05 |  | (m/s)
| WkDfVxT5N01D5 |  | Axial wake velocity deficits for radial node 01 and downstream distance 05 of turbine 05 |  | (m/s)
| WkDfVxT5N01D6 |  | Axial wake velocity deficits for radial node 01 and downstream distance 06 of turbine 05 |  | (m/s)
| WkDfVxT5N01D7 |  | Axial wake velocity deficits for radial node 01 and downstream distance 07 of turbine 05 |  | (m/s)
| WkDfVxT5N01D8 |  | Axial wake velocity deficits for radial node 01 and downstream distance 08 of turbine 05 |  | (m/s)
| WkDfVxT5N01D9 |  | Axial wake velocity deficits for radial node 01 and downstream distance 09 of turbine 05 |  | (m/s)
| WkDfVxT5N02D1 |  | Axial wake velocity deficits for radial node 02 and downstream distance 01 of turbine 05 |  | (m/s)
| WkDfVxT5N02D2 |  | Axial wake velocity deficits for radial node 02 and downstream distance 02 of turbine 05 |  | (m/s)
| WkDfVxT5N02D3 |  | Axial wake velocity deficits for radial node 02 and downstream distance 03 of turbine 05 |  | (m/s)
| WkDfVxT5N02D4 |  | Axial wake velocity deficits for radial node 02 and downstream distance 04 of turbine 05 |  | (m/s)
| WkDfVxT5N02D5 |  | Axial wake velocity deficits for radial node 02 and downstream distance 05 of turbine 05 |  | (m/s)
| WkDfVxT5N02D6 |  | Axial wake velocity deficits for radial node 02 and downstream distance 06 of turbine 05 |  | (m/s)
| WkDfVxT5N02D7 |  | Axial wake velocity deficits for radial node 02 and downstream distance 07 of turbine 05 |  | (m/s)
| WkDfVxT5N02D8 |  | Axial wake velocity deficits for radial node 02 and downstream distance 08 of turbine 05 |  | (m/s)
| WkDfVxT5N02D9 |  | Axial wake velocity deficits for radial node 02 and downstream distance 09 of turbine 05 |  | (m/s)
| WkDfVxT5N03D1 |  | Axial wake velocity deficits for radial node 03 and downstream distance 01 of turbine 05 |  | (m/s)
| WkDfVxT5N03D2 |  | Axial wake velocity deficits for radial node 03 and downstream distance 02 of turbine 05 |  | (m/s)
| WkDfVxT5N03D3 |  | Axial wake velocity deficits for radial node 03 and downstream distance 03 of turbine 05 |  | (m/s)
| WkDfVxT5N03D4 |  | Axial wake velocity deficits for radial node 03 and downstream distance 04 of turbine 05 |  | (m/s)
| WkDfVxT5N03D5 |  | Axial wake velocity deficits for radial node 03 and downstream distance 05 of turbine 05 |  | (m/s)
| WkDfVxT5N03D6 |  | Axial wake velocity deficits for radial node 03 and downstream distance 06 of turbine 05 |  | (m/s)
| WkDfVxT5N03D7 |  | Axial wake velocity deficits for radial node 03 and downstream distance 07 of turbine 05 |  | (m/s)
| WkDfVxT5N03D8 |  | Axial wake velocity deficits for radial node 03 and downstream distance 08 of turbine 05 |  | (m/s)
| WkDfVxT5N03D9 |  | Axial wake velocity deficits for radial node 03 and downstream distance 09 of turbine 05 |  | (m/s)
| WkDfVxT5N04D1 |  | Axial wake velocity deficits for radial node 04 and downstream distance 01 of turbine 05 |  | (m/s)
| WkDfVxT5N04D2 |  | Axial wake velocity deficits for radial node 04 and downstream distance 02 of turbine 05 |  | (m/s)
| WkDfVxT5N04D3 |  | Axial wake velocity deficits for radial node 04 and downstream distance 03 of turbine 05 |  | (m/s)
| WkDfVxT5N04D4 |  | Axial wake velocity deficits for radial node 04 and downstream distance 04 of turbine 05 |  | (m/s)
| WkDfVxT5N04D5 |  | Axial wake velocity deficits for radial node 04 and downstream distance 05 of turbine 05 |  | (m/s)
| WkDfVxT5N04D6 |  | Axial wake velocity deficits for radial node 04 and downstream distance 06 of turbine 05 |  | (m/s)
| WkDfVxT5N04D7 |  | Axial wake velocity deficits for radial node 04 and downstream distance 07 of turbine 05 |  | (m/s)
| WkDfVxT5N04D8 |  | Axial wake velocity deficits for radial node 04 and downstream distance 08 of turbine 05 |  | (m/s)
| WkDfVxT5N04D9 |  | Axial wake velocity deficits for radial node 04 and downstream distance 09 of turbine 05 |  | (m/s)
| WkDfVxT5N05D1 |  | Axial wake velocity deficits for radial node 05 and downstream distance 01 of turbine 05 |  | (m/s)
| WkDfVxT5N05D2 |  | Axial wake velocity deficits for radial node 05 and downstream distance 02 of turbine 05 |  | (m/s)
| WkDfVxT5N05D3 |  | Axial wake velocity deficits for radial node 05 and downstream distance 03 of turbine 05 |  | (m/s)
| WkDfVxT5N05D4 |  | Axial wake velocity deficits for radial node 05 and downstream distance 04 of turbine 05 |  | (m/s)
| WkDfVxT5N05D5 |  | Axial wake velocity deficits for radial node 05 and downstream distance 05 of turbine 05 |  | (m/s)
| WkDfVxT5N05D6 |  | Axial wake velocity deficits for radial node 05 and downstream distance 06 of turbine 05 |  | (m/s)
| WkDfVxT5N05D7 |  | Axial wake velocity deficits for radial node 05 and downstream distance 07 of turbine 05 |  | (m/s)
| WkDfVxT5N05D8 |  | Axial wake velocity deficits for radial node 05 and downstream distance 08 of turbine 05 |  | (m/s)
| WkDfVxT5N05D9 |  | Axial wake velocity deficits for radial node 05 and downstream distance 09 of turbine 05 |  | (m/s)
| WkDfVxT5N06D1 |  | Axial wake velocity deficits for radial node 06 and downstream distance 01 of turbine 05 |  | (m/s)
| WkDfVxT5N06D2 |  | Axial wake velocity deficits for radial node 06 and downstream distance 02 of turbine 05 |  | (m/s)
| WkDfVxT5N06D3 |  | Axial wake velocity deficits for radial node 06 and downstream distance 03 of turbine 05 |  | (m/s)
| WkDfVxT5N06D4 |  | Axial wake velocity deficits for radial node 06 and downstream distance 04 of turbine 05 |  | (m/s)
| WkDfVxT5N06D5 |  | Axial wake velocity deficits for radial node 06 and downstream distance 05 of turbine 05 |  | (m/s)
| WkDfVxT5N06D6 |  | Axial wake velocity deficits for radial node 06 and downstream distance 06 of turbine 05 |  | (m/s)
| WkDfVxT5N06D7 |  | Axial wake velocity deficits for radial node 06 and downstream distance 07 of turbine 05 |  | (m/s)
| WkDfVxT5N06D8 |  | Axial wake velocity deficits for radial node 06 and downstream distance 08 of turbine 05 |  | (m/s)
| WkDfVxT5N06D9 |  | Axial wake velocity deficits for radial node 06 and downstream distance 09 of turbine 05 |  | (m/s)
| WkDfVxT5N07D1 |  | Axial wake velocity deficits for radial node 07 and downstream distance 01 of turbine 05 |  | (m/s)
| WkDfVxT5N07D2 |  | Axial wake velocity deficits for radial node 07 and downstream distance 02 of turbine 05 |  | (m/s)
| WkDfVxT5N07D3 |  | Axial wake velocity deficits for radial node 07 and downstream distance 03 of turbine 05 |  | (m/s)
| WkDfVxT5N07D4 |  | Axial wake velocity deficits for radial node 07 and downstream distance 04 of turbine 05 |  | (m/s)
| WkDfVxT5N07D5 |  | Axial wake velocity deficits for radial node 07 and downstream distance 05 of turbine 05 |  | (m/s)
| WkDfVxT5N07D6 |  | Axial wake velocity deficits for radial node 07 and downstream distance 06 of turbine 05 |  | (m/s)
| WkDfVxT5N07D7 |  | Axial wake velocity deficits for radial node 07 and downstream distance 07 of turbine 05 |  | (m/s)
| WkDfVxT5N07D8 |  | Axial wake velocity deficits for radial node 07 and downstream distance 08 of turbine 05 |  | (m/s)
| WkDfVxT5N07D9 |  | Axial wake velocity deficits for radial node 07 and downstream distance 09 of turbine 05 |  | (m/s)
| WkDfVxT5N08D1 |  | Axial wake velocity deficits for radial node 08 and downstream distance 01 of turbine 05 |  | (m/s)
| WkDfVxT5N08D2 |  | Axial wake velocity deficits for radial node 08 and downstream distance 02 of turbine 05 |  | (m/s)
| WkDfVxT5N08D3 |  | Axial wake velocity deficits for radial node 08 and downstream distance 03 of turbine 05 |  | (m/s)
| WkDfVxT5N08D4 |  | Axial wake velocity deficits for radial node 08 and downstream distance 04 of turbine 05 |  | (m/s)
| WkDfVxT5N08D5 |  | Axial wake velocity deficits for radial node 08 and downstream distance 05 of turbine 05 |  | (m/s)
| WkDfVxT5N08D6 |  | Axial wake velocity deficits for radial node 08 and downstream distance 06 of turbine 05 |  | (m/s)
| WkDfVxT5N08D7 |  | Axial wake velocity deficits for radial node 08 and downstream distance 07 of turbine 05 |  | (m/s)
| WkDfVxT5N08D8 |  | Axial wake velocity deficits for radial node 08 and downstream distance 08 of turbine 05 |  | (m/s)
| WkDfVxT5N08D9 |  | Axial wake velocity deficits for radial node 08 and downstream distance 09 of turbine 05 |  | (m/s)
| WkDfVxT5N09D1 |  | Axial wake velocity deficits for radial node 09 and downstream distance 01 of turbine 05 |  | (m/s)
| WkDfVxT5N09D2 |  | Axial wake velocity deficits for radial node 09 and downstream distance 02 of turbine 05 |  | (m/s)
| WkDfVxT5N09D3 |  | Axial wake velocity deficits for radial node 09 and downstream distance 03 of turbine 05 |  | (m/s)
| WkDfVxT5N09D4 |  | Axial wake velocity deficits for radial node 09 and downstream distance 04 of turbine 05 |  | (m/s)
| WkDfVxT5N09D5 |  | Axial wake velocity deficits for radial node 09 and downstream distance 05 of turbine 05 |  | (m/s)
| WkDfVxT5N09D6 |  | Axial wake velocity deficits for radial node 09 and downstream distance 06 of turbine 05 |  | (m/s)
| WkDfVxT5N09D7 |  | Axial wake velocity deficits for radial node 09 and downstream distance 07 of turbine 05 |  | (m/s)
| WkDfVxT5N09D8 |  | Axial wake velocity deficits for radial node 09 and downstream distance 08 of turbine 05 |  | (m/s)
| WkDfVxT5N09D9 |  | Axial wake velocity deficits for radial node 09 and downstream distance 09 of turbine 05 |  | (m/s)
| WkDfVxT5N10D1 |  | Axial wake velocity deficits for radial node 10 and downstream distance 01 of turbine 05 |  | (m/s)
| WkDfVxT5N10D2 |  | Axial wake velocity deficits for radial node 10 and downstream distance 02 of turbine 05 |  | (m/s)
| WkDfVxT5N10D3 |  | Axial wake velocity deficits for radial node 10 and downstream distance 03 of turbine 05 |  | (m/s)
| WkDfVxT5N10D4 |  | Axial wake velocity deficits for radial node 10 and downstream distance 04 of turbine 05 |  | (m/s)
| WkDfVxT5N10D5 |  | Axial wake velocity deficits for radial node 10 and downstream distance 05 of turbine 05 |  | (m/s)
| WkDfVxT5N10D6 |  | Axial wake velocity deficits for radial node 10 and downstream distance 06 of turbine 05 |  | (m/s)
| WkDfVxT5N10D7 |  | Axial wake velocity deficits for radial node 10 and downstream distance 07 of turbine 05 |  | (m/s)
| WkDfVxT5N10D8 |  | Axial wake velocity deficits for radial node 10 and downstream distance 08 of turbine 05 |  | (m/s)
| WkDfVxT5N10D9 |  | Axial wake velocity deficits for radial node 10 and downstream distance 09 of turbine 05 |  | (m/s)
| WkDfVxT5N11D1 |  | Axial wake velocity deficits for radial node 11 and downstream distance 01 of turbine 05 |  | (m/s)
| WkDfVxT5N11D2 |  | Axial wake velocity deficits for radial node 11 and downstream distance 02 of turbine 05 |  | (m/s)
| WkDfVxT5N11D3 |  | Axial wake velocity deficits for radial node 11 and downstream distance 03 of turbine 05 |  | (m/s)
| WkDfVxT5N11D4 |  | Axial wake velocity deficits for radial node 11 and downstream distance 04 of turbine 05 |  | (m/s)
| WkDfVxT5N11D5 |  | Axial wake velocity deficits for radial node 11 and downstream distance 05 of turbine 05 |  | (m/s)
| WkDfVxT5N11D6 |  | Axial wake velocity deficits for radial node 11 and downstream distance 06 of turbine 05 |  | (m/s)
| WkDfVxT5N11D7 |  | Axial wake velocity deficits for radial node 11 and downstream distance 07 of turbine 05 |  | (m/s)
| WkDfVxT5N11D8 |  | Axial wake velocity deficits for radial node 11 and downstream distance 08 of turbine 05 |  | (m/s)
| WkDfVxT5N11D9 |  | Axial wake velocity deficits for radial node 11 and downstream distance 09 of turbine 05 |  | (m/s)
| WkDfVxT5N12D1 |  | Axial wake velocity deficits for radial node 12 and downstream distance 01 of turbine 05 |  | (m/s)
| WkDfVxT5N12D2 |  | Axial wake velocity deficits for radial node 12 and downstream distance 02 of turbine 05 |  | (m/s)
| WkDfVxT5N12D3 |  | Axial wake velocity deficits for radial node 12 and downstream distance 03 of turbine 05 |  | (m/s)
| WkDfVxT5N12D4 |  | Axial wake velocity deficits for radial node 12 and downstream distance 04 of turbine 05 |  | (m/s)
| WkDfVxT5N12D5 |  | Axial wake velocity deficits for radial node 12 and downstream distance 05 of turbine 05 |  | (m/s)
| WkDfVxT5N12D6 |  | Axial wake velocity deficits for radial node 12 and downstream distance 06 of turbine 05 |  | (m/s)
| WkDfVxT5N12D7 |  | Axial wake velocity deficits for radial node 12 and downstream distance 07 of turbine 05 |  | (m/s)
| WkDfVxT5N12D8 |  | Axial wake velocity deficits for radial node 12 and downstream distance 08 of turbine 05 |  | (m/s)
| WkDfVxT5N12D9 |  | Axial wake velocity deficits for radial node 12 and downstream distance 09 of turbine 05 |  | (m/s)
| WkDfVxT5N13D1 |  | Axial wake velocity deficits for radial node 13 and downstream distance 01 of turbine 05 |  | (m/s)
| WkDfVxT5N13D2 |  | Axial wake velocity deficits for radial node 13 and downstream distance 02 of turbine 05 |  | (m/s)
| WkDfVxT5N13D3 |  | Axial wake velocity deficits for radial node 13 and downstream distance 03 of turbine 05 |  | (m/s)
| WkDfVxT5N13D4 |  | Axial wake velocity deficits for radial node 13 and downstream distance 04 of turbine 05 |  | (m/s)
| WkDfVxT5N13D5 |  | Axial wake velocity deficits for radial node 13 and downstream distance 05 of turbine 05 |  | (m/s)
| WkDfVxT5N13D6 |  | Axial wake velocity deficits for radial node 13 and downstream distance 06 of turbine 05 |  | (m/s)
| WkDfVxT5N13D7 |  | Axial wake velocity deficits for radial node 13 and downstream distance 07 of turbine 05 |  | (m/s)
| WkDfVxT5N13D8 |  | Axial wake velocity deficits for radial node 13 and downstream distance 08 of turbine 05 |  | (m/s)
| WkDfVxT5N13D9 |  | Axial wake velocity deficits for radial node 13 and downstream distance 09 of turbine 05 |  | (m/s)
| WkDfVxT5N14D1 |  | Axial wake velocity deficits for radial node 14 and downstream distance 01 of turbine 05 |  | (m/s)
| WkDfVxT5N14D2 |  | Axial wake velocity deficits for radial node 14 and downstream distance 02 of turbine 05 |  | (m/s)
| WkDfVxT5N14D3 |  | Axial wake velocity deficits for radial node 14 and downstream distance 03 of turbine 05 |  | (m/s)
| WkDfVxT5N14D4 |  | Axial wake velocity deficits for radial node 14 and downstream distance 04 of turbine 05 |  | (m/s)
| WkDfVxT5N14D5 |  | Axial wake velocity deficits for radial node 14 and downstream distance 05 of turbine 05 |  | (m/s)
| WkDfVxT5N14D6 |  | Axial wake velocity deficits for radial node 14 and downstream distance 06 of turbine 05 |  | (m/s)
| WkDfVxT5N14D7 |  | Axial wake velocity deficits for radial node 14 and downstream distance 07 of turbine 05 |  | (m/s)
| WkDfVxT5N14D8 |  | Axial wake velocity deficits for radial node 14 and downstream distance 08 of turbine 05 |  | (m/s)
| WkDfVxT5N14D9 |  | Axial wake velocity deficits for radial node 14 and downstream distance 09 of turbine 05 |  | (m/s)
| WkDfVxT5N15D1 |  | Axial wake velocity deficits for radial node 15 and downstream distance 01 of turbine 05 |  | (m/s)
| WkDfVxT5N15D2 |  | Axial wake velocity deficits for radial node 15 and downstream distance 02 of turbine 05 |  | (m/s)
| WkDfVxT5N15D3 |  | Axial wake velocity deficits for radial node 15 and downstream distance 03 of turbine 05 |  | (m/s)
| WkDfVxT5N15D4 |  | Axial wake velocity deficits for radial node 15 and downstream distance 04 of turbine 05 |  | (m/s)
| WkDfVxT5N15D5 |  | Axial wake velocity deficits for radial node 15 and downstream distance 05 of turbine 05 |  | (m/s)
| WkDfVxT5N15D6 |  | Axial wake velocity deficits for radial node 15 and downstream distance 06 of turbine 05 |  | (m/s)
| WkDfVxT5N15D7 |  | Axial wake velocity deficits for radial node 15 and downstream distance 07 of turbine 05 |  | (m/s)
| WkDfVxT5N15D8 |  | Axial wake velocity deficits for radial node 15 and downstream distance 08 of turbine 05 |  | (m/s)
| WkDfVxT5N15D9 |  | Axial wake velocity deficits for radial node 15 and downstream distance 09 of turbine 05 |  | (m/s)
| WkDfVxT5N16D1 |  | Axial wake velocity deficits for radial node 16 and downstream distance 01 of turbine 05 |  | (m/s)
| WkDfVxT5N16D2 |  | Axial wake velocity deficits for radial node 16 and downstream distance 02 of turbine 05 |  | (m/s)
| WkDfVxT5N16D3 |  | Axial wake velocity deficits for radial node 16 and downstream distance 03 of turbine 05 |  | (m/s)
| WkDfVxT5N16D4 |  | Axial wake velocity deficits for radial node 16 and downstream distance 04 of turbine 05 |  | (m/s)
| WkDfVxT5N16D5 |  | Axial wake velocity deficits for radial node 16 and downstream distance 05 of turbine 05 |  | (m/s)
| WkDfVxT5N16D6 |  | Axial wake velocity deficits for radial node 16 and downstream distance 06 of turbine 05 |  | (m/s)
| WkDfVxT5N16D7 |  | Axial wake velocity deficits for radial node 16 and downstream distance 07 of turbine 05 |  | (m/s)
| WkDfVxT5N16D8 |  | Axial wake velocity deficits for radial node 16 and downstream distance 08 of turbine 05 |  | (m/s)
| WkDfVxT5N16D9 |  | Axial wake velocity deficits for radial node 16 and downstream distance 09 of turbine 05 |  | (m/s)
| WkDfVxT5N17D1 |  | Axial wake velocity deficits for radial node 17 and downstream distance 01 of turbine 05 |  | (m/s)
| WkDfVxT5N17D2 |  | Axial wake velocity deficits for radial node 17 and downstream distance 02 of turbine 05 |  | (m/s)
| WkDfVxT5N17D3 |  | Axial wake velocity deficits for radial node 17 and downstream distance 03 of turbine 05 |  | (m/s)
| WkDfVxT5N17D4 |  | Axial wake velocity deficits for radial node 17 and downstream distance 04 of turbine 05 |  | (m/s)
| WkDfVxT5N17D5 |  | Axial wake velocity deficits for radial node 17 and downstream distance 05 of turbine 05 |  | (m/s)
| WkDfVxT5N17D6 |  | Axial wake velocity deficits for radial node 17 and downstream distance 06 of turbine 05 |  | (m/s)
| WkDfVxT5N17D7 |  | Axial wake velocity deficits for radial node 17 and downstream distance 07 of turbine 05 |  | (m/s)
| WkDfVxT5N17D8 |  | Axial wake velocity deficits for radial node 17 and downstream distance 08 of turbine 05 |  | (m/s)
| WkDfVxT5N17D9 |  | Axial wake velocity deficits for radial node 17 and downstream distance 09 of turbine 05 |  | (m/s)
| WkDfVxT5N18D1 |  | Axial wake velocity deficits for radial node 18 and downstream distance 01 of turbine 05 |  | (m/s)
| WkDfVxT5N18D2 |  | Axial wake velocity deficits for radial node 18 and downstream distance 02 of turbine 05 |  | (m/s)
| WkDfVxT5N18D3 |  | Axial wake velocity deficits for radial node 18 and downstream distance 03 of turbine 05 |  | (m/s)
| WkDfVxT5N18D4 |  | Axial wake velocity deficits for radial node 18 and downstream distance 04 of turbine 05 |  | (m/s)
| WkDfVxT5N18D5 |  | Axial wake velocity deficits for radial node 18 and downstream distance 05 of turbine 05 |  | (m/s)
| WkDfVxT5N18D6 |  | Axial wake velocity deficits for radial node 18 and downstream distance 06 of turbine 05 |  | (m/s)
| WkDfVxT5N18D7 |  | Axial wake velocity deficits for radial node 18 and downstream distance 07 of turbine 05 |  | (m/s)
| WkDfVxT5N18D8 |  | Axial wake velocity deficits for radial node 18 and downstream distance 08 of turbine 05 |  | (m/s)
| WkDfVxT5N18D9 |  | Axial wake velocity deficits for radial node 18 and downstream distance 09 of turbine 05 |  | (m/s)
| WkDfVxT5N19D1 |  | Axial wake velocity deficits for radial node 19 and downstream distance 01 of turbine 05 |  | (m/s)
| WkDfVxT5N19D2 |  | Axial wake velocity deficits for radial node 19 and downstream distance 02 of turbine 05 |  | (m/s)
| WkDfVxT5N19D3 |  | Axial wake velocity deficits for radial node 19 and downstream distance 03 of turbine 05 |  | (m/s)
| WkDfVxT5N19D4 |  | Axial wake velocity deficits for radial node 19 and downstream distance 04 of turbine 05 |  | (m/s)
| WkDfVxT5N19D5 |  | Axial wake velocity deficits for radial node 19 and downstream distance 05 of turbine 05 |  | (m/s)
| WkDfVxT5N19D6 |  | Axial wake velocity deficits for radial node 19 and downstream distance 06 of turbine 05 |  | (m/s)
| WkDfVxT5N19D7 |  | Axial wake velocity deficits for radial node 19 and downstream distance 07 of turbine 05 |  | (m/s)
| WkDfVxT5N19D8 |  | Axial wake velocity deficits for radial node 19 and downstream distance 08 of turbine 05 |  | (m/s)
| WkDfVxT5N19D9 |  | Axial wake velocity deficits for radial node 19 and downstream distance 09 of turbine 05 |  | (m/s)
| WkDfVxT5N20D1 |  | Axial wake velocity deficits for radial node 20 and downstream distance 01 of turbine 05 |  | (m/s)
| WkDfVxT5N20D2 |  | Axial wake velocity deficits for radial node 20 and downstream distance 02 of turbine 05 |  | (m/s)
| WkDfVxT5N20D3 |  | Axial wake velocity deficits for radial node 20 and downstream distance 03 of turbine 05 |  | (m/s)
| WkDfVxT5N20D4 |  | Axial wake velocity deficits for radial node 20 and downstream distance 04 of turbine 05 |  | (m/s)
| WkDfVxT5N20D5 |  | Axial wake velocity deficits for radial node 20 and downstream distance 05 of turbine 05 |  | (m/s)
| WkDfVxT5N20D6 |  | Axial wake velocity deficits for radial node 20 and downstream distance 06 of turbine 05 |  | (m/s)
| WkDfVxT5N20D7 |  | Axial wake velocity deficits for radial node 20 and downstream distance 07 of turbine 05 |  | (m/s)
| WkDfVxT5N20D8 |  | Axial wake velocity deficits for radial node 20 and downstream distance 08 of turbine 05 |  | (m/s)
| WkDfVxT5N20D9 |  | Axial wake velocity deficits for radial node 20 and downstream distance 09 of turbine 05 |  | (m/s)
| WkDfVxT6N01D1 |  | Axial wake velocity deficits for radial node 01 and downstream distance 01 of turbine 06 |  | (m/s)
| WkDfVxT6N01D2 |  | Axial wake velocity deficits for radial node 01 and downstream distance 02 of turbine 06 |  | (m/s)
| WkDfVxT6N01D3 |  | Axial wake velocity deficits for radial node 01 and downstream distance 03 of turbine 06 |  | (m/s)
| WkDfVxT6N01D4 |  | Axial wake velocity deficits for radial node 01 and downstream distance 04 of turbine 06 |  | (m/s)
| WkDfVxT6N01D5 |  | Axial wake velocity deficits for radial node 01 and downstream distance 05 of turbine 06 |  | (m/s)
| WkDfVxT6N01D6 |  | Axial wake velocity deficits for radial node 01 and downstream distance 06 of turbine 06 |  | (m/s)
| WkDfVxT6N01D7 |  | Axial wake velocity deficits for radial node 01 and downstream distance 07 of turbine 06 |  | (m/s)
| WkDfVxT6N01D8 |  | Axial wake velocity deficits for radial node 01 and downstream distance 08 of turbine 06 |  | (m/s)
| WkDfVxT6N01D9 |  | Axial wake velocity deficits for radial node 01 and downstream distance 09 of turbine 06 |  | (m/s)
| WkDfVxT6N02D1 |  | Axial wake velocity deficits for radial node 02 and downstream distance 01 of turbine 06 |  | (m/s)
| WkDfVxT6N02D2 |  | Axial wake velocity deficits for radial node 02 and downstream distance 02 of turbine 06 |  | (m/s)
| WkDfVxT6N02D3 |  | Axial wake velocity deficits for radial node 02 and downstream distance 03 of turbine 06 |  | (m/s)
| WkDfVxT6N02D4 |  | Axial wake velocity deficits for radial node 02 and downstream distance 04 of turbine 06 |  | (m/s)
| WkDfVxT6N02D5 |  | Axial wake velocity deficits for radial node 02 and downstream distance 05 of turbine 06 |  | (m/s)
| WkDfVxT6N02D6 |  | Axial wake velocity deficits for radial node 02 and downstream distance 06 of turbine 06 |  | (m/s)
| WkDfVxT6N02D7 |  | Axial wake velocity deficits for radial node 02 and downstream distance 07 of turbine 06 |  | (m/s)
| WkDfVxT6N02D8 |  | Axial wake velocity deficits for radial node 02 and downstream distance 08 of turbine 06 |  | (m/s)
| WkDfVxT6N02D9 |  | Axial wake velocity deficits for radial node 02 and downstream distance 09 of turbine 06 |  | (m/s)
| WkDfVxT6N03D1 |  | Axial wake velocity deficits for radial node 03 and downstream distance 01 of turbine 06 |  | (m/s)
| WkDfVxT6N03D2 |  | Axial wake velocity deficits for radial node 03 and downstream distance 02 of turbine 06 |  | (m/s)
| WkDfVxT6N03D3 |  | Axial wake velocity deficits for radial node 03 and downstream distance 03 of turbine 06 |  | (m/s)
| WkDfVxT6N03D4 |  | Axial wake velocity deficits for radial node 03 and downstream distance 04 of turbine 06 |  | (m/s)
| WkDfVxT6N03D5 |  | Axial wake velocity deficits for radial node 03 and downstream distance 05 of turbine 06 |  | (m/s)
| WkDfVxT6N03D6 |  | Axial wake velocity deficits for radial node 03 and downstream distance 06 of turbine 06 |  | (m/s)
| WkDfVxT6N03D7 |  | Axial wake velocity deficits for radial node 03 and downstream distance 07 of turbine 06 |  | (m/s)
| WkDfVxT6N03D8 |  | Axial wake velocity deficits for radial node 03 and downstream distance 08 of turbine 06 |  | (m/s)
| WkDfVxT6N03D9 |  | Axial wake velocity deficits for radial node 03 and downstream distance 09 of turbine 06 |  | (m/s)
| WkDfVxT6N04D1 |  | Axial wake velocity deficits for radial node 04 and downstream distance 01 of turbine 06 |  | (m/s)
| WkDfVxT6N04D2 |  | Axial wake velocity deficits for radial node 04 and downstream distance 02 of turbine 06 |  | (m/s)
| WkDfVxT6N04D3 |  | Axial wake velocity deficits for radial node 04 and downstream distance 03 of turbine 06 |  | (m/s)
| WkDfVxT6N04D4 |  | Axial wake velocity deficits for radial node 04 and downstream distance 04 of turbine 06 |  | (m/s)
| WkDfVxT6N04D5 |  | Axial wake velocity deficits for radial node 04 and downstream distance 05 of turbine 06 |  | (m/s)
| WkDfVxT6N04D6 |  | Axial wake velocity deficits for radial node 04 and downstream distance 06 of turbine 06 |  | (m/s)
| WkDfVxT6N04D7 |  | Axial wake velocity deficits for radial node 04 and downstream distance 07 of turbine 06 |  | (m/s)
| WkDfVxT6N04D8 |  | Axial wake velocity deficits for radial node 04 and downstream distance 08 of turbine 06 |  | (m/s)
| WkDfVxT6N04D9 |  | Axial wake velocity deficits for radial node 04 and downstream distance 09 of turbine 06 |  | (m/s)
| WkDfVxT6N05D1 |  | Axial wake velocity deficits for radial node 05 and downstream distance 01 of turbine 06 |  | (m/s)
| WkDfVxT6N05D2 |  | Axial wake velocity deficits for radial node 05 and downstream distance 02 of turbine 06 |  | (m/s)
| WkDfVxT6N05D3 |  | Axial wake velocity deficits for radial node 05 and downstream distance 03 of turbine 06 |  | (m/s)
| WkDfVxT6N05D4 |  | Axial wake velocity deficits for radial node 05 and downstream distance 04 of turbine 06 |  | (m/s)
| WkDfVxT6N05D5 |  | Axial wake velocity deficits for radial node 05 and downstream distance 05 of turbine 06 |  | (m/s)
| WkDfVxT6N05D6 |  | Axial wake velocity deficits for radial node 05 and downstream distance 06 of turbine 06 |  | (m/s)
| WkDfVxT6N05D7 |  | Axial wake velocity deficits for radial node 05 and downstream distance 07 of turbine 06 |  | (m/s)
| WkDfVxT6N05D8 |  | Axial wake velocity deficits for radial node 05 and downstream distance 08 of turbine 06 |  | (m/s)
| WkDfVxT6N05D9 |  | Axial wake velocity deficits for radial node 05 and downstream distance 09 of turbine 06 |  | (m/s)
| WkDfVxT6N06D1 |  | Axial wake velocity deficits for radial node 06 and downstream distance 01 of turbine 06 |  | (m/s)
| WkDfVxT6N06D2 |  | Axial wake velocity deficits for radial node 06 and downstream distance 02 of turbine 06 |  | (m/s)
| WkDfVxT6N06D3 |  | Axial wake velocity deficits for radial node 06 and downstream distance 03 of turbine 06 |  | (m/s)
| WkDfVxT6N06D4 |  | Axial wake velocity deficits for radial node 06 and downstream distance 04 of turbine 06 |  | (m/s)
| WkDfVxT6N06D5 |  | Axial wake velocity deficits for radial node 06 and downstream distance 05 of turbine 06 |  | (m/s)
| WkDfVxT6N06D6 |  | Axial wake velocity deficits for radial node 06 and downstream distance 06 of turbine 06 |  | (m/s)
| WkDfVxT6N06D7 |  | Axial wake velocity deficits for radial node 06 and downstream distance 07 of turbine 06 |  | (m/s)
| WkDfVxT6N06D8 |  | Axial wake velocity deficits for radial node 06 and downstream distance 08 of turbine 06 |  | (m/s)
| WkDfVxT6N06D9 |  | Axial wake velocity deficits for radial node 06 and downstream distance 09 of turbine 06 |  | (m/s)
| WkDfVxT6N07D1 |  | Axial wake velocity deficits for radial node 07 and downstream distance 01 of turbine 06 |  | (m/s)
| WkDfVxT6N07D2 |  | Axial wake velocity deficits for radial node 07 and downstream distance 02 of turbine 06 |  | (m/s)
| WkDfVxT6N07D3 |  | Axial wake velocity deficits for radial node 07 and downstream distance 03 of turbine 06 |  | (m/s)
| WkDfVxT6N07D4 |  | Axial wake velocity deficits for radial node 07 and downstream distance 04 of turbine 06 |  | (m/s)
| WkDfVxT6N07D5 |  | Axial wake velocity deficits for radial node 07 and downstream distance 05 of turbine 06 |  | (m/s)
| WkDfVxT6N07D6 |  | Axial wake velocity deficits for radial node 07 and downstream distance 06 of turbine 06 |  | (m/s)
| WkDfVxT6N07D7 |  | Axial wake velocity deficits for radial node 07 and downstream distance 07 of turbine 06 |  | (m/s)
| WkDfVxT6N07D8 |  | Axial wake velocity deficits for radial node 07 and downstream distance 08 of turbine 06 |  | (m/s)
| WkDfVxT6N07D9 |  | Axial wake velocity deficits for radial node 07 and downstream distance 09 of turbine 06 |  | (m/s)
| WkDfVxT6N08D1 |  | Axial wake velocity deficits for radial node 08 and downstream distance 01 of turbine 06 |  | (m/s)
| WkDfVxT6N08D2 |  | Axial wake velocity deficits for radial node 08 and downstream distance 02 of turbine 06 |  | (m/s)
| WkDfVxT6N08D3 |  | Axial wake velocity deficits for radial node 08 and downstream distance 03 of turbine 06 |  | (m/s)
| WkDfVxT6N08D4 |  | Axial wake velocity deficits for radial node 08 and downstream distance 04 of turbine 06 |  | (m/s)
| WkDfVxT6N08D5 |  | Axial wake velocity deficits for radial node 08 and downstream distance 05 of turbine 06 |  | (m/s)
| WkDfVxT6N08D6 |  | Axial wake velocity deficits for radial node 08 and downstream distance 06 of turbine 06 |  | (m/s)
| WkDfVxT6N08D7 |  | Axial wake velocity deficits for radial node 08 and downstream distance 07 of turbine 06 |  | (m/s)
| WkDfVxT6N08D8 |  | Axial wake velocity deficits for radial node 08 and downstream distance 08 of turbine 06 |  | (m/s)
| WkDfVxT6N08D9 |  | Axial wake velocity deficits for radial node 08 and downstream distance 09 of turbine 06 |  | (m/s)
| WkDfVxT6N09D1 |  | Axial wake velocity deficits for radial node 09 and downstream distance 01 of turbine 06 |  | (m/s)
| WkDfVxT6N09D2 |  | Axial wake velocity deficits for radial node 09 and downstream distance 02 of turbine 06 |  | (m/s)
| WkDfVxT6N09D3 |  | Axial wake velocity deficits for radial node 09 and downstream distance 03 of turbine 06 |  | (m/s)
| WkDfVxT6N09D4 |  | Axial wake velocity deficits for radial node 09 and downstream distance 04 of turbine 06 |  | (m/s)
| WkDfVxT6N09D5 |  | Axial wake velocity deficits for radial node 09 and downstream distance 05 of turbine 06 |  | (m/s)
| WkDfVxT6N09D6 |  | Axial wake velocity deficits for radial node 09 and downstream distance 06 of turbine 06 |  | (m/s)
| WkDfVxT6N09D7 |  | Axial wake velocity deficits for radial node 09 and downstream distance 07 of turbine 06 |  | (m/s)
| WkDfVxT6N09D8 |  | Axial wake velocity deficits for radial node 09 and downstream distance 08 of turbine 06 |  | (m/s)
| WkDfVxT6N09D9 |  | Axial wake velocity deficits for radial node 09 and downstream distance 09 of turbine 06 |  | (m/s)
| WkDfVxT6N10D1 |  | Axial wake velocity deficits for radial node 10 and downstream distance 01 of turbine 06 |  | (m/s)
| WkDfVxT6N10D2 |  | Axial wake velocity deficits for radial node 10 and downstream distance 02 of turbine 06 |  | (m/s)
| WkDfVxT6N10D3 |  | Axial wake velocity deficits for radial node 10 and downstream distance 03 of turbine 06 |  | (m/s)
| WkDfVxT6N10D4 |  | Axial wake velocity deficits for radial node 10 and downstream distance 04 of turbine 06 |  | (m/s)
| WkDfVxT6N10D5 |  | Axial wake velocity deficits for radial node 10 and downstream distance 05 of turbine 06 |  | (m/s)
| WkDfVxT6N10D6 |  | Axial wake velocity deficits for radial node 10 and downstream distance 06 of turbine 06 |  | (m/s)
| WkDfVxT6N10D7 |  | Axial wake velocity deficits for radial node 10 and downstream distance 07 of turbine 06 |  | (m/s)
| WkDfVxT6N10D8 |  | Axial wake velocity deficits for radial node 10 and downstream distance 08 of turbine 06 |  | (m/s)
| WkDfVxT6N10D9 |  | Axial wake velocity deficits for radial node 10 and downstream distance 09 of turbine 06 |  | (m/s)
| WkDfVxT6N11D1 |  | Axial wake velocity deficits for radial node 11 and downstream distance 01 of turbine 06 |  | (m/s)
| WkDfVxT6N11D2 |  | Axial wake velocity deficits for radial node 11 and downstream distance 02 of turbine 06 |  | (m/s)
| WkDfVxT6N11D3 |  | Axial wake velocity deficits for radial node 11 and downstream distance 03 of turbine 06 |  | (m/s)
| WkDfVxT6N11D4 |  | Axial wake velocity deficits for radial node 11 and downstream distance 04 of turbine 06 |  | (m/s)
| WkDfVxT6N11D5 |  | Axial wake velocity deficits for radial node 11 and downstream distance 05 of turbine 06 |  | (m/s)
| WkDfVxT6N11D6 |  | Axial wake velocity deficits for radial node 11 and downstream distance 06 of turbine 06 |  | (m/s)
| WkDfVxT6N11D7 |  | Axial wake velocity deficits for radial node 11 and downstream distance 07 of turbine 06 |  | (m/s)
| WkDfVxT6N11D8 |  | Axial wake velocity deficits for radial node 11 and downstream distance 08 of turbine 06 |  | (m/s)
| WkDfVxT6N11D9 |  | Axial wake velocity deficits for radial node 11 and downstream distance 09 of turbine 06 |  | (m/s)
| WkDfVxT6N12D1 |  | Axial wake velocity deficits for radial node 12 and downstream distance 01 of turbine 06 |  | (m/s)
| WkDfVxT6N12D2 |  | Axial wake velocity deficits for radial node 12 and downstream distance 02 of turbine 06 |  | (m/s)
| WkDfVxT6N12D3 |  | Axial wake velocity deficits for radial node 12 and downstream distance 03 of turbine 06 |  | (m/s)
| WkDfVxT6N12D4 |  | Axial wake velocity deficits for radial node 12 and downstream distance 04 of turbine 06 |  | (m/s)
| WkDfVxT6N12D5 |  | Axial wake velocity deficits for radial node 12 and downstream distance 05 of turbine 06 |  | (m/s)
| WkDfVxT6N12D6 |  | Axial wake velocity deficits for radial node 12 and downstream distance 06 of turbine 06 |  | (m/s)
| WkDfVxT6N12D7 |  | Axial wake velocity deficits for radial node 12 and downstream distance 07 of turbine 06 |  | (m/s)
| WkDfVxT6N12D8 |  | Axial wake velocity deficits for radial node 12 and downstream distance 08 of turbine 06 |  | (m/s)
| WkDfVxT6N12D9 |  | Axial wake velocity deficits for radial node 12 and downstream distance 09 of turbine 06 |  | (m/s)
| WkDfVxT6N13D1 |  | Axial wake velocity deficits for radial node 13 and downstream distance 01 of turbine 06 |  | (m/s)
| WkDfVxT6N13D2 |  | Axial wake velocity deficits for radial node 13 and downstream distance 02 of turbine 06 |  | (m/s)
| WkDfVxT6N13D3 |  | Axial wake velocity deficits for radial node 13 and downstream distance 03 of turbine 06 |  | (m/s)
| WkDfVxT6N13D4 |  | Axial wake velocity deficits for radial node 13 and downstream distance 04 of turbine 06 |  | (m/s)
| WkDfVxT6N13D5 |  | Axial wake velocity deficits for radial node 13 and downstream distance 05 of turbine 06 |  | (m/s)
| WkDfVxT6N13D6 |  | Axial wake velocity deficits for radial node 13 and downstream distance 06 of turbine 06 |  | (m/s)
| WkDfVxT6N13D7 |  | Axial wake velocity deficits for radial node 13 and downstream distance 07 of turbine 06 |  | (m/s)
| WkDfVxT6N13D8 |  | Axial wake velocity deficits for radial node 13 and downstream distance 08 of turbine 06 |  | (m/s)
| WkDfVxT6N13D9 |  | Axial wake velocity deficits for radial node 13 and downstream distance 09 of turbine 06 |  | (m/s)
| WkDfVxT6N14D1 |  | Axial wake velocity deficits for radial node 14 and downstream distance 01 of turbine 06 |  | (m/s)
| WkDfVxT6N14D2 |  | Axial wake velocity deficits for radial node 14 and downstream distance 02 of turbine 06 |  | (m/s)
| WkDfVxT6N14D3 |  | Axial wake velocity deficits for radial node 14 and downstream distance 03 of turbine 06 |  | (m/s)
| WkDfVxT6N14D4 |  | Axial wake velocity deficits for radial node 14 and downstream distance 04 of turbine 06 |  | (m/s)
| WkDfVxT6N14D5 |  | Axial wake velocity deficits for radial node 14 and downstream distance 05 of turbine 06 |  | (m/s)
| WkDfVxT6N14D6 |  | Axial wake velocity deficits for radial node 14 and downstream distance 06 of turbine 06 |  | (m/s)
| WkDfVxT6N14D7 |  | Axial wake velocity deficits for radial node 14 and downstream distance 07 of turbine 06 |  | (m/s)
| WkDfVxT6N14D8 |  | Axial wake velocity deficits for radial node 14 and downstream distance 08 of turbine 06 |  | (m/s)
| WkDfVxT6N14D9 |  | Axial wake velocity deficits for radial node 14 and downstream distance 09 of turbine 06 |  | (m/s)
| WkDfVxT6N15D1 |  | Axial wake velocity deficits for radial node 15 and downstream distance 01 of turbine 06 |  | (m/s)
| WkDfVxT6N15D2 |  | Axial wake velocity deficits for radial node 15 and downstream distance 02 of turbine 06 |  | (m/s)
| WkDfVxT6N15D3 |  | Axial wake velocity deficits for radial node 15 and downstream distance 03 of turbine 06 |  | (m/s)
| WkDfVxT6N15D4 |  | Axial wake velocity deficits for radial node 15 and downstream distance 04 of turbine 06 |  | (m/s)
| WkDfVxT6N15D5 |  | Axial wake velocity deficits for radial node 15 and downstream distance 05 of turbine 06 |  | (m/s)
| WkDfVxT6N15D6 |  | Axial wake velocity deficits for radial node 15 and downstream distance 06 of turbine 06 |  | (m/s)
| WkDfVxT6N15D7 |  | Axial wake velocity deficits for radial node 15 and downstream distance 07 of turbine 06 |  | (m/s)
| WkDfVxT6N15D8 |  | Axial wake velocity deficits for radial node 15 and downstream distance 08 of turbine 06 |  | (m/s)
| WkDfVxT6N15D9 |  | Axial wake velocity deficits for radial node 15 and downstream distance 09 of turbine 06 |  | (m/s)
| WkDfVxT6N16D1 |  | Axial wake velocity deficits for radial node 16 and downstream distance 01 of turbine 06 |  | (m/s)
| WkDfVxT6N16D2 |  | Axial wake velocity deficits for radial node 16 and downstream distance 02 of turbine 06 |  | (m/s)
| WkDfVxT6N16D3 |  | Axial wake velocity deficits for radial node 16 and downstream distance 03 of turbine 06 |  | (m/s)
| WkDfVxT6N16D4 |  | Axial wake velocity deficits for radial node 16 and downstream distance 04 of turbine 06 |  | (m/s)
| WkDfVxT6N16D5 |  | Axial wake velocity deficits for radial node 16 and downstream distance 05 of turbine 06 |  | (m/s)
| WkDfVxT6N16D6 |  | Axial wake velocity deficits for radial node 16 and downstream distance 06 of turbine 06 |  | (m/s)
| WkDfVxT6N16D7 |  | Axial wake velocity deficits for radial node 16 and downstream distance 07 of turbine 06 |  | (m/s)
| WkDfVxT6N16D8 |  | Axial wake velocity deficits for radial node 16 and downstream distance 08 of turbine 06 |  | (m/s)
| WkDfVxT6N16D9 |  | Axial wake velocity deficits for radial node 16 and downstream distance 09 of turbine 06 |  | (m/s)
| WkDfVxT6N17D1 |  | Axial wake velocity deficits for radial node 17 and downstream distance 01 of turbine 06 |  | (m/s)
| WkDfVxT6N17D2 |  | Axial wake velocity deficits for radial node 17 and downstream distance 02 of turbine 06 |  | (m/s)
| WkDfVxT6N17D3 |  | Axial wake velocity deficits for radial node 17 and downstream distance 03 of turbine 06 |  | (m/s)
| WkDfVxT6N17D4 |  | Axial wake velocity deficits for radial node 17 and downstream distance 04 of turbine 06 |  | (m/s)
| WkDfVxT6N17D5 |  | Axial wake velocity deficits for radial node 17 and downstream distance 05 of turbine 06 |  | (m/s)
| WkDfVxT6N17D6 |  | Axial wake velocity deficits for radial node 17 and downstream distance 06 of turbine 06 |  | (m/s)
| WkDfVxT6N17D7 |  | Axial wake velocity deficits for radial node 17 and downstream distance 07 of turbine 06 |  | (m/s)
| WkDfVxT6N17D8 |  | Axial wake velocity deficits for radial node 17 and downstream distance 08 of turbine 06 |  | (m/s)
| WkDfVxT6N17D9 |  | Axial wake velocity deficits for radial node 17 and downstream distance 09 of turbine 06 |  | (m/s)
| WkDfVxT6N18D1 |  | Axial wake velocity deficits for radial node 18 and downstream distance 01 of turbine 06 |  | (m/s)
| WkDfVxT6N18D2 |  | Axial wake velocity deficits for radial node 18 and downstream distance 02 of turbine 06 |  | (m/s)
| WkDfVxT6N18D3 |  | Axial wake velocity deficits for radial node 18 and downstream distance 03 of turbine 06 |  | (m/s)
| WkDfVxT6N18D4 |  | Axial wake velocity deficits for radial node 18 and downstream distance 04 of turbine 06 |  | (m/s)
| WkDfVxT6N18D5 |  | Axial wake velocity deficits for radial node 18 and downstream distance 05 of turbine 06 |  | (m/s)
| WkDfVxT6N18D6 |  | Axial wake velocity deficits for radial node 18 and downstream distance 06 of turbine 06 |  | (m/s)
| WkDfVxT6N18D7 |  | Axial wake velocity deficits for radial node 18 and downstream distance 07 of turbine 06 |  | (m/s)
| WkDfVxT6N18D8 |  | Axial wake velocity deficits for radial node 18 and downstream distance 08 of turbine 06 |  | (m/s)
| WkDfVxT6N18D9 |  | Axial wake velocity deficits for radial node 18 and downstream distance 09 of turbine 06 |  | (m/s)
| WkDfVxT6N19D1 |  | Axial wake velocity deficits for radial node 19 and downstream distance 01 of turbine 06 |  | (m/s)
| WkDfVxT6N19D2 |  | Axial wake velocity deficits for radial node 19 and downstream distance 02 of turbine 06 |  | (m/s)
| WkDfVxT6N19D3 |  | Axial wake velocity deficits for radial node 19 and downstream distance 03 of turbine 06 |  | (m/s)
| WkDfVxT6N19D4 |  | Axial wake velocity deficits for radial node 19 and downstream distance 04 of turbine 06 |  | (m/s)
| WkDfVxT6N19D5 |  | Axial wake velocity deficits for radial node 19 and downstream distance 05 of turbine 06 |  | (m/s)
| WkDfVxT6N19D6 |  | Axial wake velocity deficits for radial node 19 and downstream distance 06 of turbine 06 |  | (m/s)
| WkDfVxT6N19D7 |  | Axial wake velocity deficits for radial node 19 and downstream distance 07 of turbine 06 |  | (m/s)
| WkDfVxT6N19D8 |  | Axial wake velocity deficits for radial node 19 and downstream distance 08 of turbine 06 |  | (m/s)
| WkDfVxT6N19D9 |  | Axial wake velocity deficits for radial node 19 and downstream distance 09 of turbine 06 |  | (m/s)
| WkDfVxT6N20D1 |  | Axial wake velocity deficits for radial node 20 and downstream distance 01 of turbine 06 |  | (m/s)
| WkDfVxT6N20D2 |  | Axial wake velocity deficits for radial node 20 and downstream distance 02 of turbine 06 |  | (m/s)
| WkDfVxT6N20D3 |  | Axial wake velocity deficits for radial node 20 and downstream distance 03 of turbine 06 |  | (m/s)
| WkDfVxT6N20D4 |  | Axial wake velocity deficits for radial node 20 and downstream distance 04 of turbine 06 |  | (m/s)
| WkDfVxT6N20D5 |  | Axial wake velocity deficits for radial node 20 and downstream distance 05 of turbine 06 |  | (m/s)
| WkDfVxT6N20D6 |  | Axial wake velocity deficits for radial node 20 and downstream distance 06 of turbine 06 |  | (m/s)
| WkDfVxT6N20D7 |  | Axial wake velocity deficits for radial node 20 and downstream distance 07 of turbine 06 |  | (m/s)
| WkDfVxT6N20D8 |  | Axial wake velocity deficits for radial node 20 and downstream distance 08 of turbine 06 |  | (m/s)
| WkDfVxT6N20D9 |  | Axial wake velocity deficits for radial node 20 and downstream distance 09 of turbine 06 |  | (m/s)
| WkDfVxT7N01D1 |  | Axial wake velocity deficits for radial node 01 and downstream distance 01 of turbine 07 |  | (m/s)
| WkDfVxT7N01D2 |  | Axial wake velocity deficits for radial node 01 and downstream distance 02 of turbine 07 |  | (m/s)
| WkDfVxT7N01D3 |  | Axial wake velocity deficits for radial node 01 and downstream distance 03 of turbine 07 |  | (m/s)
| WkDfVxT7N01D4 |  | Axial wake velocity deficits for radial node 01 and downstream distance 04 of turbine 07 |  | (m/s)
| WkDfVxT7N01D5 |  | Axial wake velocity deficits for radial node 01 and downstream distance 05 of turbine 07 |  | (m/s)
| WkDfVxT7N01D6 |  | Axial wake velocity deficits for radial node 01 and downstream distance 06 of turbine 07 |  | (m/s)
| WkDfVxT7N01D7 |  | Axial wake velocity deficits for radial node 01 and downstream distance 07 of turbine 07 |  | (m/s)
| WkDfVxT7N01D8 |  | Axial wake velocity deficits for radial node 01 and downstream distance 08 of turbine 07 |  | (m/s)
| WkDfVxT7N01D9 |  | Axial wake velocity deficits for radial node 01 and downstream distance 09 of turbine 07 |  | (m/s)
| WkDfVxT7N02D1 |  | Axial wake velocity deficits for radial node 02 and downstream distance 01 of turbine 07 |  | (m/s)
| WkDfVxT7N02D2 |  | Axial wake velocity deficits for radial node 02 and downstream distance 02 of turbine 07 |  | (m/s)
| WkDfVxT7N02D3 |  | Axial wake velocity deficits for radial node 02 and downstream distance 03 of turbine 07 |  | (m/s)
| WkDfVxT7N02D4 |  | Axial wake velocity deficits for radial node 02 and downstream distance 04 of turbine 07 |  | (m/s)
| WkDfVxT7N02D5 |  | Axial wake velocity deficits for radial node 02 and downstream distance 05 of turbine 07 |  | (m/s)
| WkDfVxT7N02D6 |  | Axial wake velocity deficits for radial node 02 and downstream distance 06 of turbine 07 |  | (m/s)
| WkDfVxT7N02D7 |  | Axial wake velocity deficits for radial node 02 and downstream distance 07 of turbine 07 |  | (m/s)
| WkDfVxT7N02D8 |  | Axial wake velocity deficits for radial node 02 and downstream distance 08 of turbine 07 |  | (m/s)
| WkDfVxT7N02D9 |  | Axial wake velocity deficits for radial node 02 and downstream distance 09 of turbine 07 |  | (m/s)
| WkDfVxT7N03D1 |  | Axial wake velocity deficits for radial node 03 and downstream distance 01 of turbine 07 |  | (m/s)
| WkDfVxT7N03D2 |  | Axial wake velocity deficits for radial node 03 and downstream distance 02 of turbine 07 |  | (m/s)
| WkDfVxT7N03D3 |  | Axial wake velocity deficits for radial node 03 and downstream distance 03 of turbine 07 |  | (m/s)
| WkDfVxT7N03D4 |  | Axial wake velocity deficits for radial node 03 and downstream distance 04 of turbine 07 |  | (m/s)
| WkDfVxT7N03D5 |  | Axial wake velocity deficits for radial node 03 and downstream distance 05 of turbine 07 |  | (m/s)
| WkDfVxT7N03D6 |  | Axial wake velocity deficits for radial node 03 and downstream distance 06 of turbine 07 |  | (m/s)
| WkDfVxT7N03D7 |  | Axial wake velocity deficits for radial node 03 and downstream distance 07 of turbine 07 |  | (m/s)
| WkDfVxT7N03D8 |  | Axial wake velocity deficits for radial node 03 and downstream distance 08 of turbine 07 |  | (m/s)
| WkDfVxT7N03D9 |  | Axial wake velocity deficits for radial node 03 and downstream distance 09 of turbine 07 |  | (m/s)
| WkDfVxT7N04D1 |  | Axial wake velocity deficits for radial node 04 and downstream distance 01 of turbine 07 |  | (m/s)
| WkDfVxT7N04D2 |  | Axial wake velocity deficits for radial node 04 and downstream distance 02 of turbine 07 |  | (m/s)
| WkDfVxT7N04D3 |  | Axial wake velocity deficits for radial node 04 and downstream distance 03 of turbine 07 |  | (m/s)
| WkDfVxT7N04D4 |  | Axial wake velocity deficits for radial node 04 and downstream distance 04 of turbine 07 |  | (m/s)
| WkDfVxT7N04D5 |  | Axial wake velocity deficits for radial node 04 and downstream distance 05 of turbine 07 |  | (m/s)
| WkDfVxT7N04D6 |  | Axial wake velocity deficits for radial node 04 and downstream distance 06 of turbine 07 |  | (m/s)
| WkDfVxT7N04D7 |  | Axial wake velocity deficits for radial node 04 and downstream distance 07 of turbine 07 |  | (m/s)
| WkDfVxT7N04D8 |  | Axial wake velocity deficits for radial node 04 and downstream distance 08 of turbine 07 |  | (m/s)
| WkDfVxT7N04D9 |  | Axial wake velocity deficits for radial node 04 and downstream distance 09 of turbine 07 |  | (m/s)
| WkDfVxT7N05D1 |  | Axial wake velocity deficits for radial node 05 and downstream distance 01 of turbine 07 |  | (m/s)
| WkDfVxT7N05D2 |  | Axial wake velocity deficits for radial node 05 and downstream distance 02 of turbine 07 |  | (m/s)
| WkDfVxT7N05D3 |  | Axial wake velocity deficits for radial node 05 and downstream distance 03 of turbine 07 |  | (m/s)
| WkDfVxT7N05D4 |  | Axial wake velocity deficits for radial node 05 and downstream distance 04 of turbine 07 |  | (m/s)
| WkDfVxT7N05D5 |  | Axial wake velocity deficits for radial node 05 and downstream distance 05 of turbine 07 |  | (m/s)
| WkDfVxT7N05D6 |  | Axial wake velocity deficits for radial node 05 and downstream distance 06 of turbine 07 |  | (m/s)
| WkDfVxT7N05D7 |  | Axial wake velocity deficits for radial node 05 and downstream distance 07 of turbine 07 |  | (m/s)
| WkDfVxT7N05D8 |  | Axial wake velocity deficits for radial node 05 and downstream distance 08 of turbine 07 |  | (m/s)
| WkDfVxT7N05D9 |  | Axial wake velocity deficits for radial node 05 and downstream distance 09 of turbine 07 |  | (m/s)
| WkDfVxT7N06D1 |  | Axial wake velocity deficits for radial node 06 and downstream distance 01 of turbine 07 |  | (m/s)
| WkDfVxT7N06D2 |  | Axial wake velocity deficits for radial node 06 and downstream distance 02 of turbine 07 |  | (m/s)
| WkDfVxT7N06D3 |  | Axial wake velocity deficits for radial node 06 and downstream distance 03 of turbine 07 |  | (m/s)
| WkDfVxT7N06D4 |  | Axial wake velocity deficits for radial node 06 and downstream distance 04 of turbine 07 |  | (m/s)
| WkDfVxT7N06D5 |  | Axial wake velocity deficits for radial node 06 and downstream distance 05 of turbine 07 |  | (m/s)
| WkDfVxT7N06D6 |  | Axial wake velocity deficits for radial node 06 and downstream distance 06 of turbine 07 |  | (m/s)
| WkDfVxT7N06D7 |  | Axial wake velocity deficits for radial node 06 and downstream distance 07 of turbine 07 |  | (m/s)
| WkDfVxT7N06D8 |  | Axial wake velocity deficits for radial node 06 and downstream distance 08 of turbine 07 |  | (m/s)
| WkDfVxT7N06D9 |  | Axial wake velocity deficits for radial node 06 and downstream distance 09 of turbine 07 |  | (m/s)
| WkDfVxT7N07D1 |  | Axial wake velocity deficits for radial node 07 and downstream distance 01 of turbine 07 |  | (m/s)
| WkDfVxT7N07D2 |  | Axial wake velocity deficits for radial node 07 and downstream distance 02 of turbine 07 |  | (m/s)
| WkDfVxT7N07D3 |  | Axial wake velocity deficits for radial node 07 and downstream distance 03 of turbine 07 |  | (m/s)
| WkDfVxT7N07D4 |  | Axial wake velocity deficits for radial node 07 and downstream distance 04 of turbine 07 |  | (m/s)
| WkDfVxT7N07D5 |  | Axial wake velocity deficits for radial node 07 and downstream distance 05 of turbine 07 |  | (m/s)
| WkDfVxT7N07D6 |  | Axial wake velocity deficits for radial node 07 and downstream distance 06 of turbine 07 |  | (m/s)
| WkDfVxT7N07D7 |  | Axial wake velocity deficits for radial node 07 and downstream distance 07 of turbine 07 |  | (m/s)
| WkDfVxT7N07D8 |  | Axial wake velocity deficits for radial node 07 and downstream distance 08 of turbine 07 |  | (m/s)
| WkDfVxT7N07D9 |  | Axial wake velocity deficits for radial node 07 and downstream distance 09 of turbine 07 |  | (m/s)
| WkDfVxT7N08D1 |  | Axial wake velocity deficits for radial node 08 and downstream distance 01 of turbine 07 |  | (m/s)
| WkDfVxT7N08D2 |  | Axial wake velocity deficits for radial node 08 and downstream distance 02 of turbine 07 |  | (m/s)
| WkDfVxT7N08D3 |  | Axial wake velocity deficits for radial node 08 and downstream distance 03 of turbine 07 |  | (m/s)
| WkDfVxT7N08D4 |  | Axial wake velocity deficits for radial node 08 and downstream distance 04 of turbine 07 |  | (m/s)
| WkDfVxT7N08D5 |  | Axial wake velocity deficits for radial node 08 and downstream distance 05 of turbine 07 |  | (m/s)
| WkDfVxT7N08D6 |  | Axial wake velocity deficits for radial node 08 and downstream distance 06 of turbine 07 |  | (m/s)
| WkDfVxT7N08D7 |  | Axial wake velocity deficits for radial node 08 and downstream distance 07 of turbine 07 |  | (m/s)
| WkDfVxT7N08D8 |  | Axial wake velocity deficits for radial node 08 and downstream distance 08 of turbine 07 |  | (m/s)
| WkDfVxT7N08D9 |  | Axial wake velocity deficits for radial node 08 and downstream distance 09 of turbine 07 |  | (m/s)
| WkDfVxT7N09D1 |  | Axial wake velocity deficits for radial node 09 and downstream distance 01 of turbine 07 |  | (m/s)
| WkDfVxT7N09D2 |  | Axial wake velocity deficits for radial node 09 and downstream distance 02 of turbine 07 |  | (m/s)
| WkDfVxT7N09D3 |  | Axial wake velocity deficits for radial node 09 and downstream distance 03 of turbine 07 |  | (m/s)
| WkDfVxT7N09D4 |  | Axial wake velocity deficits for radial node 09 and downstream distance 04 of turbine 07 |  | (m/s)
| WkDfVxT7N09D5 |  | Axial wake velocity deficits for radial node 09 and downstream distance 05 of turbine 07 |  | (m/s)
| WkDfVxT7N09D6 |  | Axial wake velocity deficits for radial node 09 and downstream distance 06 of turbine 07 |  | (m/s)
| WkDfVxT7N09D7 |  | Axial wake velocity deficits for radial node 09 and downstream distance 07 of turbine 07 |  | (m/s)
| WkDfVxT7N09D8 |  | Axial wake velocity deficits for radial node 09 and downstream distance 08 of turbine 07 |  | (m/s)
| WkDfVxT7N09D9 |  | Axial wake velocity deficits for radial node 09 and downstream distance 09 of turbine 07 |  | (m/s)
| WkDfVxT7N10D1 |  | Axial wake velocity deficits for radial node 10 and downstream distance 01 of turbine 07 |  | (m/s)
| WkDfVxT7N10D2 |  | Axial wake velocity deficits for radial node 10 and downstream distance 02 of turbine 07 |  | (m/s)
| WkDfVxT7N10D3 |  | Axial wake velocity deficits for radial node 10 and downstream distance 03 of turbine 07 |  | (m/s)
| WkDfVxT7N10D4 |  | Axial wake velocity deficits for radial node 10 and downstream distance 04 of turbine 07 |  | (m/s)
| WkDfVxT7N10D5 |  | Axial wake velocity deficits for radial node 10 and downstream distance 05 of turbine 07 |  | (m/s)
| WkDfVxT7N10D6 |  | Axial wake velocity deficits for radial node 10 and downstream distance 06 of turbine 07 |  | (m/s)
| WkDfVxT7N10D7 |  | Axial wake velocity deficits for radial node 10 and downstream distance 07 of turbine 07 |  | (m/s)
| WkDfVxT7N10D8 |  | Axial wake velocity deficits for radial node 10 and downstream distance 08 of turbine 07 |  | (m/s)
| WkDfVxT7N10D9 |  | Axial wake velocity deficits for radial node 10 and downstream distance 09 of turbine 07 |  | (m/s)
| WkDfVxT7N11D1 |  | Axial wake velocity deficits for radial node 11 and downstream distance 01 of turbine 07 |  | (m/s)
| WkDfVxT7N11D2 |  | Axial wake velocity deficits for radial node 11 and downstream distance 02 of turbine 07 |  | (m/s)
| WkDfVxT7N11D3 |  | Axial wake velocity deficits for radial node 11 and downstream distance 03 of turbine 07 |  | (m/s)
| WkDfVxT7N11D4 |  | Axial wake velocity deficits for radial node 11 and downstream distance 04 of turbine 07 |  | (m/s)
| WkDfVxT7N11D5 |  | Axial wake velocity deficits for radial node 11 and downstream distance 05 of turbine 07 |  | (m/s)
| WkDfVxT7N11D6 |  | Axial wake velocity deficits for radial node 11 and downstream distance 06 of turbine 07 |  | (m/s)
| WkDfVxT7N11D7 |  | Axial wake velocity deficits for radial node 11 and downstream distance 07 of turbine 07 |  | (m/s)
| WkDfVxT7N11D8 |  | Axial wake velocity deficits for radial node 11 and downstream distance 08 of turbine 07 |  | (m/s)
| WkDfVxT7N11D9 |  | Axial wake velocity deficits for radial node 11 and downstream distance 09 of turbine 07 |  | (m/s)
| WkDfVxT7N12D1 |  | Axial wake velocity deficits for radial node 12 and downstream distance 01 of turbine 07 |  | (m/s)
| WkDfVxT7N12D2 |  | Axial wake velocity deficits for radial node 12 and downstream distance 02 of turbine 07 |  | (m/s)
| WkDfVxT7N12D3 |  | Axial wake velocity deficits for radial node 12 and downstream distance 03 of turbine 07 |  | (m/s)
| WkDfVxT7N12D4 |  | Axial wake velocity deficits for radial node 12 and downstream distance 04 of turbine 07 |  | (m/s)
| WkDfVxT7N12D5 |  | Axial wake velocity deficits for radial node 12 and downstream distance 05 of turbine 07 |  | (m/s)
| WkDfVxT7N12D6 |  | Axial wake velocity deficits for radial node 12 and downstream distance 06 of turbine 07 |  | (m/s)
| WkDfVxT7N12D7 |  | Axial wake velocity deficits for radial node 12 and downstream distance 07 of turbine 07 |  | (m/s)
| WkDfVxT7N12D8 |  | Axial wake velocity deficits for radial node 12 and downstream distance 08 of turbine 07 |  | (m/s)
| WkDfVxT7N12D9 |  | Axial wake velocity deficits for radial node 12 and downstream distance 09 of turbine 07 |  | (m/s)
| WkDfVxT7N13D1 |  | Axial wake velocity deficits for radial node 13 and downstream distance 01 of turbine 07 |  | (m/s)
| WkDfVxT7N13D2 |  | Axial wake velocity deficits for radial node 13 and downstream distance 02 of turbine 07 |  | (m/s)
| WkDfVxT7N13D3 |  | Axial wake velocity deficits for radial node 13 and downstream distance 03 of turbine 07 |  | (m/s)
| WkDfVxT7N13D4 |  | Axial wake velocity deficits for radial node 13 and downstream distance 04 of turbine 07 |  | (m/s)
| WkDfVxT7N13D5 |  | Axial wake velocity deficits for radial node 13 and downstream distance 05 of turbine 07 |  | (m/s)
| WkDfVxT7N13D6 |  | Axial wake velocity deficits for radial node 13 and downstream distance 06 of turbine 07 |  | (m/s)
| WkDfVxT7N13D7 |  | Axial wake velocity deficits for radial node 13 and downstream distance 07 of turbine 07 |  | (m/s)
| WkDfVxT7N13D8 |  | Axial wake velocity deficits for radial node 13 and downstream distance 08 of turbine 07 |  | (m/s)
| WkDfVxT7N13D9 |  | Axial wake velocity deficits for radial node 13 and downstream distance 09 of turbine 07 |  | (m/s)
| WkDfVxT7N14D1 |  | Axial wake velocity deficits for radial node 14 and downstream distance 01 of turbine 07 |  | (m/s)
| WkDfVxT7N14D2 |  | Axial wake velocity deficits for radial node 14 and downstream distance 02 of turbine 07 |  | (m/s)
| WkDfVxT7N14D3 |  | Axial wake velocity deficits for radial node 14 and downstream distance 03 of turbine 07 |  | (m/s)
| WkDfVxT7N14D4 |  | Axial wake velocity deficits for radial node 14 and downstream distance 04 of turbine 07 |  | (m/s)
| WkDfVxT7N14D5 |  | Axial wake velocity deficits for radial node 14 and downstream distance 05 of turbine 07 |  | (m/s)
| WkDfVxT7N14D6 |  | Axial wake velocity deficits for radial node 14 and downstream distance 06 of turbine 07 |  | (m/s)
| WkDfVxT7N14D7 |  | Axial wake velocity deficits for radial node 14 and downstream distance 07 of turbine 07 |  | (m/s)
| WkDfVxT7N14D8 |  | Axial wake velocity deficits for radial node 14 and downstream distance 08 of turbine 07 |  | (m/s)
| WkDfVxT7N14D9 |  | Axial wake velocity deficits for radial node 14 and downstream distance 09 of turbine 07 |  | (m/s)
| WkDfVxT7N15D1 |  | Axial wake velocity deficits for radial node 15 and downstream distance 01 of turbine 07 |  | (m/s)
| WkDfVxT7N15D2 |  | Axial wake velocity deficits for radial node 15 and downstream distance 02 of turbine 07 |  | (m/s)
| WkDfVxT7N15D3 |  | Axial wake velocity deficits for radial node 15 and downstream distance 03 of turbine 07 |  | (m/s)
| WkDfVxT7N15D4 |  | Axial wake velocity deficits for radial node 15 and downstream distance 04 of turbine 07 |  | (m/s)
| WkDfVxT7N15D5 |  | Axial wake velocity deficits for radial node 15 and downstream distance 05 of turbine 07 |  | (m/s)
| WkDfVxT7N15D6 |  | Axial wake velocity deficits for radial node 15 and downstream distance 06 of turbine 07 |  | (m/s)
| WkDfVxT7N15D7 |  | Axial wake velocity deficits for radial node 15 and downstream distance 07 of turbine 07 |  | (m/s)
| WkDfVxT7N15D8 |  | Axial wake velocity deficits for radial node 15 and downstream distance 08 of turbine 07 |  | (m/s)
| WkDfVxT7N15D9 |  | Axial wake velocity deficits for radial node 15 and downstream distance 09 of turbine 07 |  | (m/s)
| WkDfVxT7N16D1 |  | Axial wake velocity deficits for radial node 16 and downstream distance 01 of turbine 07 |  | (m/s)
| WkDfVxT7N16D2 |  | Axial wake velocity deficits for radial node 16 and downstream distance 02 of turbine 07 |  | (m/s)
| WkDfVxT7N16D3 |  | Axial wake velocity deficits for radial node 16 and downstream distance 03 of turbine 07 |  | (m/s)
| WkDfVxT7N16D4 |  | Axial wake velocity deficits for radial node 16 and downstream distance 04 of turbine 07 |  | (m/s)
| WkDfVxT7N16D5 |  | Axial wake velocity deficits for radial node 16 and downstream distance 05 of turbine 07 |  | (m/s)
| WkDfVxT7N16D6 |  | Axial wake velocity deficits for radial node 16 and downstream distance 06 of turbine 07 |  | (m/s)
| WkDfVxT7N16D7 |  | Axial wake velocity deficits for radial node 16 and downstream distance 07 of turbine 07 |  | (m/s)
| WkDfVxT7N16D8 |  | Axial wake velocity deficits for radial node 16 and downstream distance 08 of turbine 07 |  | (m/s)
| WkDfVxT7N16D9 |  | Axial wake velocity deficits for radial node 16 and downstream distance 09 of turbine 07 |  | (m/s)
| WkDfVxT7N17D1 |  | Axial wake velocity deficits for radial node 17 and downstream distance 01 of turbine 07 |  | (m/s)
| WkDfVxT7N17D2 |  | Axial wake velocity deficits for radial node 17 and downstream distance 02 of turbine 07 |  | (m/s)
| WkDfVxT7N17D3 |  | Axial wake velocity deficits for radial node 17 and downstream distance 03 of turbine 07 |  | (m/s)
| WkDfVxT7N17D4 |  | Axial wake velocity deficits for radial node 17 and downstream distance 04 of turbine 07 |  | (m/s)
| WkDfVxT7N17D5 |  | Axial wake velocity deficits for radial node 17 and downstream distance 05 of turbine 07 |  | (m/s)
| WkDfVxT7N17D6 |  | Axial wake velocity deficits for radial node 17 and downstream distance 06 of turbine 07 |  | (m/s)
| WkDfVxT7N17D7 |  | Axial wake velocity deficits for radial node 17 and downstream distance 07 of turbine 07 |  | (m/s)
| WkDfVxT7N17D8 |  | Axial wake velocity deficits for radial node 17 and downstream distance 08 of turbine 07 |  | (m/s)
| WkDfVxT7N17D9 |  | Axial wake velocity deficits for radial node 17 and downstream distance 09 of turbine 07 |  | (m/s)
| WkDfVxT7N18D1 |  | Axial wake velocity deficits for radial node 18 and downstream distance 01 of turbine 07 |  | (m/s)
| WkDfVxT7N18D2 |  | Axial wake velocity deficits for radial node 18 and downstream distance 02 of turbine 07 |  | (m/s)
| WkDfVxT7N18D3 |  | Axial wake velocity deficits for radial node 18 and downstream distance 03 of turbine 07 |  | (m/s)
| WkDfVxT7N18D4 |  | Axial wake velocity deficits for radial node 18 and downstream distance 04 of turbine 07 |  | (m/s)
| WkDfVxT7N18D5 |  | Axial wake velocity deficits for radial node 18 and downstream distance 05 of turbine 07 |  | (m/s)
| WkDfVxT7N18D6 |  | Axial wake velocity deficits for radial node 18 and downstream distance 06 of turbine 07 |  | (m/s)
| WkDfVxT7N18D7 |  | Axial wake velocity deficits for radial node 18 and downstream distance 07 of turbine 07 |  | (m/s)
| WkDfVxT7N18D8 |  | Axial wake velocity deficits for radial node 18 and downstream distance 08 of turbine 07 |  | (m/s)
| WkDfVxT7N18D9 |  | Axial wake velocity deficits for radial node 18 and downstream distance 09 of turbine 07 |  | (m/s)
| WkDfVxT7N19D1 |  | Axial wake velocity deficits for radial node 19 and downstream distance 01 of turbine 07 |  | (m/s)
| WkDfVxT7N19D2 |  | Axial wake velocity deficits for radial node 19 and downstream distance 02 of turbine 07 |  | (m/s)
| WkDfVxT7N19D3 |  | Axial wake velocity deficits for radial node 19 and downstream distance 03 of turbine 07 |  | (m/s)
| WkDfVxT7N19D4 |  | Axial wake velocity deficits for radial node 19 and downstream distance 04 of turbine 07 |  | (m/s)
| WkDfVxT7N19D5 |  | Axial wake velocity deficits for radial node 19 and downstream distance 05 of turbine 07 |  | (m/s)
| WkDfVxT7N19D6 |  | Axial wake velocity deficits for radial node 19 and downstream distance 06 of turbine 07 |  | (m/s)
| WkDfVxT7N19D7 |  | Axial wake velocity deficits for radial node 19 and downstream distance 07 of turbine 07 |  | (m/s)
| WkDfVxT7N19D8 |  | Axial wake velocity deficits for radial node 19 and downstream distance 08 of turbine 07 |  | (m/s)
| WkDfVxT7N19D9 |  | Axial wake velocity deficits for radial node 19 and downstream distance 09 of turbine 07 |  | (m/s)
| WkDfVxT7N20D1 |  | Axial wake velocity deficits for radial node 20 and downstream distance 01 of turbine 07 |  | (m/s)
| WkDfVxT7N20D2 |  | Axial wake velocity deficits for radial node 20 and downstream distance 02 of turbine 07 |  | (m/s)
| WkDfVxT7N20D3 |  | Axial wake velocity deficits for radial node 20 and downstream distance 03 of turbine 07 |  | (m/s)
| WkDfVxT7N20D4 |  | Axial wake velocity deficits for radial node 20 and downstream distance 04 of turbine 07 |  | (m/s)
| WkDfVxT7N20D5 |  | Axial wake velocity deficits for radial node 20 and downstream distance 05 of turbine 07 |  | (m/s)
| WkDfVxT7N20D6 |  | Axial wake velocity deficits for radial node 20 and downstream distance 06 of turbine 07 |  | (m/s)
| WkDfVxT7N20D7 |  | Axial wake velocity deficits for radial node 20 and downstream distance 07 of turbine 07 |  | (m/s)
| WkDfVxT7N20D8 |  | Axial wake velocity deficits for radial node 20 and downstream distance 08 of turbine 07 |  | (m/s)
| WkDfVxT7N20D9 |  | Axial wake velocity deficits for radial node 20 and downstream distance 09 of turbine 07 |  | (m/s)
| WkDfVxT8N01D1 |  | Axial wake velocity deficits for radial node 01 and downstream distance 01 of turbine 08 |  | (m/s)
| WkDfVxT8N01D2 |  | Axial wake velocity deficits for radial node 01 and downstream distance 02 of turbine 08 |  | (m/s)
| WkDfVxT8N01D3 |  | Axial wake velocity deficits for radial node 01 and downstream distance 03 of turbine 08 |  | (m/s)
| WkDfVxT8N01D4 |  | Axial wake velocity deficits for radial node 01 and downstream distance 04 of turbine 08 |  | (m/s)
| WkDfVxT8N01D5 |  | Axial wake velocity deficits for radial node 01 and downstream distance 05 of turbine 08 |  | (m/s)
| WkDfVxT8N01D6 |  | Axial wake velocity deficits for radial node 01 and downstream distance 06 of turbine 08 |  | (m/s)
| WkDfVxT8N01D7 |  | Axial wake velocity deficits for radial node 01 and downstream distance 07 of turbine 08 |  | (m/s)
| WkDfVxT8N01D8 |  | Axial wake velocity deficits for radial node 01 and downstream distance 08 of turbine 08 |  | (m/s)
| WkDfVxT8N01D9 |  | Axial wake velocity deficits for radial node 01 and downstream distance 09 of turbine 08 |  | (m/s)
| WkDfVxT8N02D1 |  | Axial wake velocity deficits for radial node 02 and downstream distance 01 of turbine 08 |  | (m/s)
| WkDfVxT8N02D2 |  | Axial wake velocity deficits for radial node 02 and downstream distance 02 of turbine 08 |  | (m/s)
| WkDfVxT8N02D3 |  | Axial wake velocity deficits for radial node 02 and downstream distance 03 of turbine 08 |  | (m/s)
| WkDfVxT8N02D4 |  | Axial wake velocity deficits for radial node 02 and downstream distance 04 of turbine 08 |  | (m/s)
| WkDfVxT8N02D5 |  | Axial wake velocity deficits for radial node 02 and downstream distance 05 of turbine 08 |  | (m/s)
| WkDfVxT8N02D6 |  | Axial wake velocity deficits for radial node 02 and downstream distance 06 of turbine 08 |  | (m/s)
| WkDfVxT8N02D7 |  | Axial wake velocity deficits for radial node 02 and downstream distance 07 of turbine 08 |  | (m/s)
| WkDfVxT8N02D8 |  | Axial wake velocity deficits for radial node 02 and downstream distance 08 of turbine 08 |  | (m/s)
| WkDfVxT8N02D9 |  | Axial wake velocity deficits for radial node 02 and downstream distance 09 of turbine 08 |  | (m/s)
| WkDfVxT8N03D1 |  | Axial wake velocity deficits for radial node 03 and downstream distance 01 of turbine 08 |  | (m/s)
| WkDfVxT8N03D2 |  | Axial wake velocity deficits for radial node 03 and downstream distance 02 of turbine 08 |  | (m/s)
| WkDfVxT8N03D3 |  | Axial wake velocity deficits for radial node 03 and downstream distance 03 of turbine 08 |  | (m/s)
| WkDfVxT8N03D4 |  | Axial wake velocity deficits for radial node 03 and downstream distance 04 of turbine 08 |  | (m/s)
| WkDfVxT8N03D5 |  | Axial wake velocity deficits for radial node 03 and downstream distance 05 of turbine 08 |  | (m/s)
| WkDfVxT8N03D6 |  | Axial wake velocity deficits for radial node 03 and downstream distance 06 of turbine 08 |  | (m/s)
| WkDfVxT8N03D7 |  | Axial wake velocity deficits for radial node 03 and downstream distance 07 of turbine 08 |  | (m/s)
| WkDfVxT8N03D8 |  | Axial wake velocity deficits for radial node 03 and downstream distance 08 of turbine 08 |  | (m/s)
| WkDfVxT8N03D9 |  | Axial wake velocity deficits for radial node 03 and downstream distance 09 of turbine 08 |  | (m/s)
| WkDfVxT8N04D1 |  | Axial wake velocity deficits for radial node 04 and downstream distance 01 of turbine 08 |  | (m/s)
| WkDfVxT8N04D2 |  | Axial wake velocity deficits for radial node 04 and downstream distance 02 of turbine 08 |  | (m/s)
| WkDfVxT8N04D3 |  | Axial wake velocity deficits for radial node 04 and downstream distance 03 of turbine 08 |  | (m/s)
| WkDfVxT8N04D4 |  | Axial wake velocity deficits for radial node 04 and downstream distance 04 of turbine 08 |  | (m/s)
| WkDfVxT8N04D5 |  | Axial wake velocity deficits for radial node 04 and downstream distance 05 of turbine 08 |  | (m/s)
| WkDfVxT8N04D6 |  | Axial wake velocity deficits for radial node 04 and downstream distance 06 of turbine 08 |  | (m/s)
| WkDfVxT8N04D7 |  | Axial wake velocity deficits for radial node 04 and downstream distance 07 of turbine 08 |  | (m/s)
| WkDfVxT8N04D8 |  | Axial wake velocity deficits for radial node 04 and downstream distance 08 of turbine 08 |  | (m/s)
| WkDfVxT8N04D9 |  | Axial wake velocity deficits for radial node 04 and downstream distance 09 of turbine 08 |  | (m/s)
| WkDfVxT8N05D1 |  | Axial wake velocity deficits for radial node 05 and downstream distance 01 of turbine 08 |  | (m/s)
| WkDfVxT8N05D2 |  | Axial wake velocity deficits for radial node 05 and downstream distance 02 of turbine 08 |  | (m/s)
| WkDfVxT8N05D3 |  | Axial wake velocity deficits for radial node 05 and downstream distance 03 of turbine 08 |  | (m/s)
| WkDfVxT8N05D4 |  | Axial wake velocity deficits for radial node 05 and downstream distance 04 of turbine 08 |  | (m/s)
| WkDfVxT8N05D5 |  | Axial wake velocity deficits for radial node 05 and downstream distance 05 of turbine 08 |  | (m/s)
| WkDfVxT8N05D6 |  | Axial wake velocity deficits for radial node 05 and downstream distance 06 of turbine 08 |  | (m/s)
| WkDfVxT8N05D7 |  | Axial wake velocity deficits for radial node 05 and downstream distance 07 of turbine 08 |  | (m/s)
| WkDfVxT8N05D8 |  | Axial wake velocity deficits for radial node 05 and downstream distance 08 of turbine 08 |  | (m/s)
| WkDfVxT8N05D9 |  | Axial wake velocity deficits for radial node 05 and downstream distance 09 of turbine 08 |  | (m/s)
| WkDfVxT8N06D1 |  | Axial wake velocity deficits for radial node 06 and downstream distance 01 of turbine 08 |  | (m/s)
| WkDfVxT8N06D2 |  | Axial wake velocity deficits for radial node 06 and downstream distance 02 of turbine 08 |  | (m/s)
| WkDfVxT8N06D3 |  | Axial wake velocity deficits for radial node 06 and downstream distance 03 of turbine 08 |  | (m/s)
| WkDfVxT8N06D4 |  | Axial wake velocity deficits for radial node 06 and downstream distance 04 of turbine 08 |  | (m/s)
| WkDfVxT8N06D5 |  | Axial wake velocity deficits for radial node 06 and downstream distance 05 of turbine 08 |  | (m/s)
| WkDfVxT8N06D6 |  | Axial wake velocity deficits for radial node 06 and downstream distance 06 of turbine 08 |  | (m/s)
| WkDfVxT8N06D7 |  | Axial wake velocity deficits for radial node 06 and downstream distance 07 of turbine 08 |  | (m/s)
| WkDfVxT8N06D8 |  | Axial wake velocity deficits for radial node 06 and downstream distance 08 of turbine 08 |  | (m/s)
| WkDfVxT8N06D9 |  | Axial wake velocity deficits for radial node 06 and downstream distance 09 of turbine 08 |  | (m/s)
| WkDfVxT8N07D1 |  | Axial wake velocity deficits for radial node 07 and downstream distance 01 of turbine 08 |  | (m/s)
| WkDfVxT8N07D2 |  | Axial wake velocity deficits for radial node 07 and downstream distance 02 of turbine 08 |  | (m/s)
| WkDfVxT8N07D3 |  | Axial wake velocity deficits for radial node 07 and downstream distance 03 of turbine 08 |  | (m/s)
| WkDfVxT8N07D4 |  | Axial wake velocity deficits for radial node 07 and downstream distance 04 of turbine 08 |  | (m/s)
| WkDfVxT8N07D5 |  | Axial wake velocity deficits for radial node 07 and downstream distance 05 of turbine 08 |  | (m/s)
| WkDfVxT8N07D6 |  | Axial wake velocity deficits for radial node 07 and downstream distance 06 of turbine 08 |  | (m/s)
| WkDfVxT8N07D7 |  | Axial wake velocity deficits for radial node 07 and downstream distance 07 of turbine 08 |  | (m/s)
| WkDfVxT8N07D8 |  | Axial wake velocity deficits for radial node 07 and downstream distance 08 of turbine 08 |  | (m/s)
| WkDfVxT8N07D9 |  | Axial wake velocity deficits for radial node 07 and downstream distance 09 of turbine 08 |  | (m/s)
| WkDfVxT8N08D1 |  | Axial wake velocity deficits for radial node 08 and downstream distance 01 of turbine 08 |  | (m/s)
| WkDfVxT8N08D2 |  | Axial wake velocity deficits for radial node 08 and downstream distance 02 of turbine 08 |  | (m/s)
| WkDfVxT8N08D3 |  | Axial wake velocity deficits for radial node 08 and downstream distance 03 of turbine 08 |  | (m/s)
| WkDfVxT8N08D4 |  | Axial wake velocity deficits for radial node 08 and downstream distance 04 of turbine 08 |  | (m/s)
| WkDfVxT8N08D5 |  | Axial wake velocity deficits for radial node 08 and downstream distance 05 of turbine 08 |  | (m/s)
| WkDfVxT8N08D6 |  | Axial wake velocity deficits for radial node 08 and downstream distance 06 of turbine 08 |  | (m/s)
| WkDfVxT8N08D7 |  | Axial wake velocity deficits for radial node 08 and downstream distance 07 of turbine 08 |  | (m/s)
| WkDfVxT8N08D8 |  | Axial wake velocity deficits for radial node 08 and downstream distance 08 of turbine 08 |  | (m/s)
| WkDfVxT8N08D9 |  | Axial wake velocity deficits for radial node 08 and downstream distance 09 of turbine 08 |  | (m/s)
| WkDfVxT8N09D1 |  | Axial wake velocity deficits for radial node 09 and downstream distance 01 of turbine 08 |  | (m/s)
| WkDfVxT8N09D2 |  | Axial wake velocity deficits for radial node 09 and downstream distance 02 of turbine 08 |  | (m/s)
| WkDfVxT8N09D3 |  | Axial wake velocity deficits for radial node 09 and downstream distance 03 of turbine 08 |  | (m/s)
| WkDfVxT8N09D4 |  | Axial wake velocity deficits for radial node 09 and downstream distance 04 of turbine 08 |  | (m/s)
| WkDfVxT8N09D5 |  | Axial wake velocity deficits for radial node 09 and downstream distance 05 of turbine 08 |  | (m/s)
| WkDfVxT8N09D6 |  | Axial wake velocity deficits for radial node 09 and downstream distance 06 of turbine 08 |  | (m/s)
| WkDfVxT8N09D7 |  | Axial wake velocity deficits for radial node 09 and downstream distance 07 of turbine 08 |  | (m/s)
| WkDfVxT8N09D8 |  | Axial wake velocity deficits for radial node 09 and downstream distance 08 of turbine 08 |  | (m/s)
| WkDfVxT8N09D9 |  | Axial wake velocity deficits for radial node 09 and downstream distance 09 of turbine 08 |  | (m/s)
| WkDfVxT8N10D1 |  | Axial wake velocity deficits for radial node 10 and downstream distance 01 of turbine 08 |  | (m/s)
| WkDfVxT8N10D2 |  | Axial wake velocity deficits for radial node 10 and downstream distance 02 of turbine 08 |  | (m/s)
| WkDfVxT8N10D3 |  | Axial wake velocity deficits for radial node 10 and downstream distance 03 of turbine 08 |  | (m/s)
| WkDfVxT8N10D4 |  | Axial wake velocity deficits for radial node 10 and downstream distance 04 of turbine 08 |  | (m/s)
| WkDfVxT8N10D5 |  | Axial wake velocity deficits for radial node 10 and downstream distance 05 of turbine 08 |  | (m/s)
| WkDfVxT8N10D6 |  | Axial wake velocity deficits for radial node 10 and downstream distance 06 of turbine 08 |  | (m/s)
| WkDfVxT8N10D7 |  | Axial wake velocity deficits for radial node 10 and downstream distance 07 of turbine 08 |  | (m/s)
| WkDfVxT8N10D8 |  | Axial wake velocity deficits for radial node 10 and downstream distance 08 of turbine 08 |  | (m/s)
| WkDfVxT8N10D9 |  | Axial wake velocity deficits for radial node 10 and downstream distance 09 of turbine 08 |  | (m/s)
| WkDfVxT8N11D1 |  | Axial wake velocity deficits for radial node 11 and downstream distance 01 of turbine 08 |  | (m/s)
| WkDfVxT8N11D2 |  | Axial wake velocity deficits for radial node 11 and downstream distance 02 of turbine 08 |  | (m/s)
| WkDfVxT8N11D3 |  | Axial wake velocity deficits for radial node 11 and downstream distance 03 of turbine 08 |  | (m/s)
| WkDfVxT8N11D4 |  | Axial wake velocity deficits for radial node 11 and downstream distance 04 of turbine 08 |  | (m/s)
| WkDfVxT8N11D5 |  | Axial wake velocity deficits for radial node 11 and downstream distance 05 of turbine 08 |  | (m/s)
| WkDfVxT8N11D6 |  | Axial wake velocity deficits for radial node 11 and downstream distance 06 of turbine 08 |  | (m/s)
| WkDfVxT8N11D7 |  | Axial wake velocity deficits for radial node 11 and downstream distance 07 of turbine 08 |  | (m/s)
| WkDfVxT8N11D8 |  | Axial wake velocity deficits for radial node 11 and downstream distance 08 of turbine 08 |  | (m/s)
| WkDfVxT8N11D9 |  | Axial wake velocity deficits for radial node 11 and downstream distance 09 of turbine 08 |  | (m/s)
| WkDfVxT8N12D1 |  | Axial wake velocity deficits for radial node 12 and downstream distance 01 of turbine 08 |  | (m/s)
| WkDfVxT8N12D2 |  | Axial wake velocity deficits for radial node 12 and downstream distance 02 of turbine 08 |  | (m/s)
| WkDfVxT8N12D3 |  | Axial wake velocity deficits for radial node 12 and downstream distance 03 of turbine 08 |  | (m/s)
| WkDfVxT8N12D4 |  | Axial wake velocity deficits for radial node 12 and downstream distance 04 of turbine 08 |  | (m/s)
| WkDfVxT8N12D5 |  | Axial wake velocity deficits for radial node 12 and downstream distance 05 of turbine 08 |  | (m/s)
| WkDfVxT8N12D6 |  | Axial wake velocity deficits for radial node 12 and downstream distance 06 of turbine 08 |  | (m/s)
| WkDfVxT8N12D7 |  | Axial wake velocity deficits for radial node 12 and downstream distance 07 of turbine 08 |  | (m/s)
| WkDfVxT8N12D8 |  | Axial wake velocity deficits for radial node 12 and downstream distance 08 of turbine 08 |  | (m/s)
| WkDfVxT8N12D9 |  | Axial wake velocity deficits for radial node 12 and downstream distance 09 of turbine 08 |  | (m/s)
| WkDfVxT8N13D1 |  | Axial wake velocity deficits for radial node 13 and downstream distance 01 of turbine 08 |  | (m/s)
| WkDfVxT8N13D2 |  | Axial wake velocity deficits for radial node 13 and downstream distance 02 of turbine 08 |  | (m/s)
| WkDfVxT8N13D3 |  | Axial wake velocity deficits for radial node 13 and downstream distance 03 of turbine 08 |  | (m/s)
| WkDfVxT8N13D4 |  | Axial wake velocity deficits for radial node 13 and downstream distance 04 of turbine 08 |  | (m/s)
| WkDfVxT8N13D5 |  | Axial wake velocity deficits for radial node 13 and downstream distance 05 of turbine 08 |  | (m/s)
| WkDfVxT8N13D6 |  | Axial wake velocity deficits for radial node 13 and downstream distance 06 of turbine 08 |  | (m/s)
| WkDfVxT8N13D7 |  | Axial wake velocity deficits for radial node 13 and downstream distance 07 of turbine 08 |  | (m/s)
| WkDfVxT8N13D8 |  | Axial wake velocity deficits for radial node 13 and downstream distance 08 of turbine 08 |  | (m/s)
| WkDfVxT8N13D9 |  | Axial wake velocity deficits for radial node 13 and downstream distance 09 of turbine 08 |  | (m/s)
| WkDfVxT8N14D1 |  | Axial wake velocity deficits for radial node 14 and downstream distance 01 of turbine 08 |  | (m/s)
| WkDfVxT8N14D2 |  | Axial wake velocity deficits for radial node 14 and downstream distance 02 of turbine 08 |  | (m/s)
| WkDfVxT8N14D3 |  | Axial wake velocity deficits for radial node 14 and downstream distance 03 of turbine 08 |  | (m/s)
| WkDfVxT8N14D4 |  | Axial wake velocity deficits for radial node 14 and downstream distance 04 of turbine 08 |  | (m/s)
| WkDfVxT8N14D5 |  | Axial wake velocity deficits for radial node 14 and downstream distance 05 of turbine 08 |  | (m/s)
| WkDfVxT8N14D6 |  | Axial wake velocity deficits for radial node 14 and downstream distance 06 of turbine 08 |  | (m/s)
| WkDfVxT8N14D7 |  | Axial wake velocity deficits for radial node 14 and downstream distance 07 of turbine 08 |  | (m/s)
| WkDfVxT8N14D8 |  | Axial wake velocity deficits for radial node 14 and downstream distance 08 of turbine 08 |  | (m/s)
| WkDfVxT8N14D9 |  | Axial wake velocity deficits for radial node 14 and downstream distance 09 of turbine 08 |  | (m/s)
| WkDfVxT8N15D1 |  | Axial wake velocity deficits for radial node 15 and downstream distance 01 of turbine 08 |  | (m/s)
| WkDfVxT8N15D2 |  | Axial wake velocity deficits for radial node 15 and downstream distance 02 of turbine 08 |  | (m/s)
| WkDfVxT8N15D3 |  | Axial wake velocity deficits for radial node 15 and downstream distance 03 of turbine 08 |  | (m/s)
| WkDfVxT8N15D4 |  | Axial wake velocity deficits for radial node 15 and downstream distance 04 of turbine 08 |  | (m/s)
| WkDfVxT8N15D5 |  | Axial wake velocity deficits for radial node 15 and downstream distance 05 of turbine 08 |  | (m/s)
| WkDfVxT8N15D6 |  | Axial wake velocity deficits for radial node 15 and downstream distance 06 of turbine 08 |  | (m/s)
| WkDfVxT8N15D7 |  | Axial wake velocity deficits for radial node 15 and downstream distance 07 of turbine 08 |  | (m/s)
| WkDfVxT8N15D8 |  | Axial wake velocity deficits for radial node 15 and downstream distance 08 of turbine 08 |  | (m/s)
| WkDfVxT8N15D9 |  | Axial wake velocity deficits for radial node 15 and downstream distance 09 of turbine 08 |  | (m/s)
| WkDfVxT8N16D1 |  | Axial wake velocity deficits for radial node 16 and downstream distance 01 of turbine 08 |  | (m/s)
| WkDfVxT8N16D2 |  | Axial wake velocity deficits for radial node 16 and downstream distance 02 of turbine 08 |  | (m/s)
| WkDfVxT8N16D3 |  | Axial wake velocity deficits for radial node 16 and downstream distance 03 of turbine 08 |  | (m/s)
| WkDfVxT8N16D4 |  | Axial wake velocity deficits for radial node 16 and downstream distance 04 of turbine 08 |  | (m/s)
| WkDfVxT8N16D5 |  | Axial wake velocity deficits for radial node 16 and downstream distance 05 of turbine 08 |  | (m/s)
| WkDfVxT8N16D6 |  | Axial wake velocity deficits for radial node 16 and downstream distance 06 of turbine 08 |  | (m/s)
| WkDfVxT8N16D7 |  | Axial wake velocity deficits for radial node 16 and downstream distance 07 of turbine 08 |  | (m/s)
| WkDfVxT8N16D8 |  | Axial wake velocity deficits for radial node 16 and downstream distance 08 of turbine 08 |  | (m/s)
| WkDfVxT8N16D9 |  | Axial wake velocity deficits for radial node 16 and downstream distance 09 of turbine 08 |  | (m/s)
| WkDfVxT8N17D1 |  | Axial wake velocity deficits for radial node 17 and downstream distance 01 of turbine 08 |  | (m/s)
| WkDfVxT8N17D2 |  | Axial wake velocity deficits for radial node 17 and downstream distance 02 of turbine 08 |  | (m/s)
| WkDfVxT8N17D3 |  | Axial wake velocity deficits for radial node 17 and downstream distance 03 of turbine 08 |  | (m/s)
| WkDfVxT8N17D4 |  | Axial wake velocity deficits for radial node 17 and downstream distance 04 of turbine 08 |  | (m/s)
| WkDfVxT8N17D5 |  | Axial wake velocity deficits for radial node 17 and downstream distance 05 of turbine 08 |  | (m/s)
| WkDfVxT8N17D6 |  | Axial wake velocity deficits for radial node 17 and downstream distance 06 of turbine 08 |  | (m/s)
| WkDfVxT8N17D7 |  | Axial wake velocity deficits for radial node 17 and downstream distance 07 of turbine 08 |  | (m/s)
| WkDfVxT8N17D8 |  | Axial wake velocity deficits for radial node 17 and downstream distance 08 of turbine 08 |  | (m/s)
| WkDfVxT8N17D9 |  | Axial wake velocity deficits for radial node 17 and downstream distance 09 of turbine 08 |  | (m/s)
| WkDfVxT8N18D1 |  | Axial wake velocity deficits for radial node 18 and downstream distance 01 of turbine 08 |  | (m/s)
| WkDfVxT8N18D2 |  | Axial wake velocity deficits for radial node 18 and downstream distance 02 of turbine 08 |  | (m/s)
| WkDfVxT8N18D3 |  | Axial wake velocity deficits for radial node 18 and downstream distance 03 of turbine 08 |  | (m/s)
| WkDfVxT8N18D4 |  | Axial wake velocity deficits for radial node 18 and downstream distance 04 of turbine 08 |  | (m/s)
| WkDfVxT8N18D5 |  | Axial wake velocity deficits for radial node 18 and downstream distance 05 of turbine 08 |  | (m/s)
| WkDfVxT8N18D6 |  | Axial wake velocity deficits for radial node 18 and downstream distance 06 of turbine 08 |  | (m/s)
| WkDfVxT8N18D7 |  | Axial wake velocity deficits for radial node 18 and downstream distance 07 of turbine 08 |  | (m/s)
| WkDfVxT8N18D8 |  | Axial wake velocity deficits for radial node 18 and downstream distance 08 of turbine 08 |  | (m/s)
| WkDfVxT8N18D9 |  | Axial wake velocity deficits for radial node 18 and downstream distance 09 of turbine 08 |  | (m/s)
| WkDfVxT8N19D1 |  | Axial wake velocity deficits for radial node 19 and downstream distance 01 of turbine 08 |  | (m/s)
| WkDfVxT8N19D2 |  | Axial wake velocity deficits for radial node 19 and downstream distance 02 of turbine 08 |  | (m/s)
| WkDfVxT8N19D3 |  | Axial wake velocity deficits for radial node 19 and downstream distance 03 of turbine 08 |  | (m/s)
| WkDfVxT8N19D4 |  | Axial wake velocity deficits for radial node 19 and downstream distance 04 of turbine 08 |  | (m/s)
| WkDfVxT8N19D5 |  | Axial wake velocity deficits for radial node 19 and downstream distance 05 of turbine 08 |  | (m/s)
| WkDfVxT8N19D6 |  | Axial wake velocity deficits for radial node 19 and downstream distance 06 of turbine 08 |  | (m/s)
| WkDfVxT8N19D7 |  | Axial wake velocity deficits for radial node 19 and downstream distance 07 of turbine 08 |  | (m/s)
| WkDfVxT8N19D8 |  | Axial wake velocity deficits for radial node 19 and downstream distance 08 of turbine 08 |  | (m/s)
| WkDfVxT8N19D9 |  | Axial wake velocity deficits for radial node 19 and downstream distance 09 of turbine 08 |  | (m/s)
| WkDfVxT8N20D1 |  | Axial wake velocity deficits for radial node 20 and downstream distance 01 of turbine 08 |  | (m/s)
| WkDfVxT8N20D2 |  | Axial wake velocity deficits for radial node 20 and downstream distance 02 of turbine 08 |  | (m/s)
| WkDfVxT8N20D3 |  | Axial wake velocity deficits for radial node 20 and downstream distance 03 of turbine 08 |  | (m/s)
| WkDfVxT8N20D4 |  | Axial wake velocity deficits for radial node 20 and downstream distance 04 of turbine 08 |  | (m/s)
| WkDfVxT8N20D5 |  | Axial wake velocity deficits for radial node 20 and downstream distance 05 of turbine 08 |  | (m/s)
| WkDfVxT8N20D6 |  | Axial wake velocity deficits for radial node 20 and downstream distance 06 of turbine 08 |  | (m/s)
| WkDfVxT8N20D7 |  | Axial wake velocity deficits for radial node 20 and downstream distance 07 of turbine 08 |  | (m/s)
| WkDfVxT8N20D8 |  | Axial wake velocity deficits for radial node 20 and downstream distance 08 of turbine 08 |  | (m/s)
| WkDfVxT8N20D9 |  | Axial wake velocity deficits for radial node 20 and downstream distance 09 of turbine 08 |  | (m/s)
| WkDfVxT9N01D1 |  | Axial wake velocity deficits for radial node 01 and downstream distance 01 of turbine 09 |  | (m/s)
| WkDfVxT9N01D2 |  | Axial wake velocity deficits for radial node 01 and downstream distance 02 of turbine 09 |  | (m/s)
| WkDfVxT9N01D3 |  | Axial wake velocity deficits for radial node 01 and downstream distance 03 of turbine 09 |  | (m/s)
| WkDfVxT9N01D4 |  | Axial wake velocity deficits for radial node 01 and downstream distance 04 of turbine 09 |  | (m/s)
| WkDfVxT9N01D5 |  | Axial wake velocity deficits for radial node 01 and downstream distance 05 of turbine 09 |  | (m/s)
| WkDfVxT9N01D6 |  | Axial wake velocity deficits for radial node 01 and downstream distance 06 of turbine 09 |  | (m/s)
| WkDfVxT9N01D7 |  | Axial wake velocity deficits for radial node 01 and downstream distance 07 of turbine 09 |  | (m/s)
| WkDfVxT9N01D8 |  | Axial wake velocity deficits for radial node 01 and downstream distance 08 of turbine 09 |  | (m/s)
| WkDfVxT9N01D9 |  | Axial wake velocity deficits for radial node 01 and downstream distance 09 of turbine 09 |  | (m/s)
| WkDfVxT9N02D1 |  | Axial wake velocity deficits for radial node 02 and downstream distance 01 of turbine 09 |  | (m/s)
| WkDfVxT9N02D2 |  | Axial wake velocity deficits for radial node 02 and downstream distance 02 of turbine 09 |  | (m/s)
| WkDfVxT9N02D3 |  | Axial wake velocity deficits for radial node 02 and downstream distance 03 of turbine 09 |  | (m/s)
| WkDfVxT9N02D4 |  | Axial wake velocity deficits for radial node 02 and downstream distance 04 of turbine 09 |  | (m/s)
| WkDfVxT9N02D5 |  | Axial wake velocity deficits for radial node 02 and downstream distance 05 of turbine 09 |  | (m/s)
| WkDfVxT9N02D6 |  | Axial wake velocity deficits for radial node 02 and downstream distance 06 of turbine 09 |  | (m/s)
| WkDfVxT9N02D7 |  | Axial wake velocity deficits for radial node 02 and downstream distance 07 of turbine 09 |  | (m/s)
| WkDfVxT9N02D8 |  | Axial wake velocity deficits for radial node 02 and downstream distance 08 of turbine 09 |  | (m/s)
| WkDfVxT9N02D9 |  | Axial wake velocity deficits for radial node 02 and downstream distance 09 of turbine 09 |  | (m/s)
| WkDfVxT9N03D1 |  | Axial wake velocity deficits for radial node 03 and downstream distance 01 of turbine 09 |  | (m/s)
| WkDfVxT9N03D2 |  | Axial wake velocity deficits for radial node 03 and downstream distance 02 of turbine 09 |  | (m/s)
| WkDfVxT9N03D3 |  | Axial wake velocity deficits for radial node 03 and downstream distance 03 of turbine 09 |  | (m/s)
| WkDfVxT9N03D4 |  | Axial wake velocity deficits for radial node 03 and downstream distance 04 of turbine 09 |  | (m/s)
| WkDfVxT9N03D5 |  | Axial wake velocity deficits for radial node 03 and downstream distance 05 of turbine 09 |  | (m/s)
| WkDfVxT9N03D6 |  | Axial wake velocity deficits for radial node 03 and downstream distance 06 of turbine 09 |  | (m/s)
| WkDfVxT9N03D7 |  | Axial wake velocity deficits for radial node 03 and downstream distance 07 of turbine 09 |  | (m/s)
| WkDfVxT9N03D8 |  | Axial wake velocity deficits for radial node 03 and downstream distance 08 of turbine 09 |  | (m/s)
| WkDfVxT9N03D9 |  | Axial wake velocity deficits for radial node 03 and downstream distance 09 of turbine 09 |  | (m/s)
| WkDfVxT9N04D1 |  | Axial wake velocity deficits for radial node 04 and downstream distance 01 of turbine 09 |  | (m/s)
| WkDfVxT9N04D2 |  | Axial wake velocity deficits for radial node 04 and downstream distance 02 of turbine 09 |  | (m/s)
| WkDfVxT9N04D3 |  | Axial wake velocity deficits for radial node 04 and downstream distance 03 of turbine 09 |  | (m/s)
| WkDfVxT9N04D4 |  | Axial wake velocity deficits for radial node 04 and downstream distance 04 of turbine 09 |  | (m/s)
| WkDfVxT9N04D5 |  | Axial wake velocity deficits for radial node 04 and downstream distance 05 of turbine 09 |  | (m/s)
| WkDfVxT9N04D6 |  | Axial wake velocity deficits for radial node 04 and downstream distance 06 of turbine 09 |  | (m/s)
| WkDfVxT9N04D7 |  | Axial wake velocity deficits for radial node 04 and downstream distance 07 of turbine 09 |  | (m/s)
| WkDfVxT9N04D8 |  | Axial wake velocity deficits for radial node 04 and downstream distance 08 of turbine 09 |  | (m/s)
| WkDfVxT9N04D9 |  | Axial wake velocity deficits for radial node 04 and downstream distance 09 of turbine 09 |  | (m/s)
| WkDfVxT9N05D1 |  | Axial wake velocity deficits for radial node 05 and downstream distance 01 of turbine 09 |  | (m/s)
| WkDfVxT9N05D2 |  | Axial wake velocity deficits for radial node 05 and downstream distance 02 of turbine 09 |  | (m/s)
| WkDfVxT9N05D3 |  | Axial wake velocity deficits for radial node 05 and downstream distance 03 of turbine 09 |  | (m/s)
| WkDfVxT9N05D4 |  | Axial wake velocity deficits for radial node 05 and downstream distance 04 of turbine 09 |  | (m/s)
| WkDfVxT9N05D5 |  | Axial wake velocity deficits for radial node 05 and downstream distance 05 of turbine 09 |  | (m/s)
| WkDfVxT9N05D6 |  | Axial wake velocity deficits for radial node 05 and downstream distance 06 of turbine 09 |  | (m/s)
| WkDfVxT9N05D7 |  | Axial wake velocity deficits for radial node 05 and downstream distance 07 of turbine 09 |  | (m/s)
| WkDfVxT9N05D8 |  | Axial wake velocity deficits for radial node 05 and downstream distance 08 of turbine 09 |  | (m/s)
| WkDfVxT9N05D9 |  | Axial wake velocity deficits for radial node 05 and downstream distance 09 of turbine 09 |  | (m/s)
| WkDfVxT9N06D1 |  | Axial wake velocity deficits for radial node 06 and downstream distance 01 of turbine 09 |  | (m/s)
| WkDfVxT9N06D2 |  | Axial wake velocity deficits for radial node 06 and downstream distance 02 of turbine 09 |  | (m/s)
| WkDfVxT9N06D3 |  | Axial wake velocity deficits for radial node 06 and downstream distance 03 of turbine 09 |  | (m/s)
| WkDfVxT9N06D4 |  | Axial wake velocity deficits for radial node 06 and downstream distance 04 of turbine 09 |  | (m/s)
| WkDfVxT9N06D5 |  | Axial wake velocity deficits for radial node 06 and downstream distance 05 of turbine 09 |  | (m/s)
| WkDfVxT9N06D6 |  | Axial wake velocity deficits for radial node 06 and downstream distance 06 of turbine 09 |  | (m/s)
| WkDfVxT9N06D7 |  | Axial wake velocity deficits for radial node 06 and downstream distance 07 of turbine 09 |  | (m/s)
| WkDfVxT9N06D8 |  | Axial wake velocity deficits for radial node 06 and downstream distance 08 of turbine 09 |  | (m/s)
| WkDfVxT9N06D9 |  | Axial wake velocity deficits for radial node 06 and downstream distance 09 of turbine 09 |  | (m/s)
| WkDfVxT9N07D1 |  | Axial wake velocity deficits for radial node 07 and downstream distance 01 of turbine 09 |  | (m/s)
| WkDfVxT9N07D2 |  | Axial wake velocity deficits for radial node 07 and downstream distance 02 of turbine 09 |  | (m/s)
| WkDfVxT9N07D3 |  | Axial wake velocity deficits for radial node 07 and downstream distance 03 of turbine 09 |  | (m/s)
| WkDfVxT9N07D4 |  | Axial wake velocity deficits for radial node 07 and downstream distance 04 of turbine 09 |  | (m/s)
| WkDfVxT9N07D5 |  | Axial wake velocity deficits for radial node 07 and downstream distance 05 of turbine 09 |  | (m/s)
| WkDfVxT9N07D6 |  | Axial wake velocity deficits for radial node 07 and downstream distance 06 of turbine 09 |  | (m/s)
| WkDfVxT9N07D7 |  | Axial wake velocity deficits for radial node 07 and downstream distance 07 of turbine 09 |  | (m/s)
| WkDfVxT9N07D8 |  | Axial wake velocity deficits for radial node 07 and downstream distance 08 of turbine 09 |  | (m/s)
| WkDfVxT9N07D9 |  | Axial wake velocity deficits for radial node 07 and downstream distance 09 of turbine 09 |  | (m/s)
| WkDfVxT9N08D1 |  | Axial wake velocity deficits for radial node 08 and downstream distance 01 of turbine 09 |  | (m/s)
| WkDfVxT9N08D2 |  | Axial wake velocity deficits for radial node 08 and downstream distance 02 of turbine 09 |  | (m/s)
| WkDfVxT9N08D3 |  | Axial wake velocity deficits for radial node 08 and downstream distance 03 of turbine 09 |  | (m/s)
| WkDfVxT9N08D4 |  | Axial wake velocity deficits for radial node 08 and downstream distance 04 of turbine 09 |  | (m/s)
| WkDfVxT9N08D5 |  | Axial wake velocity deficits for radial node 08 and downstream distance 05 of turbine 09 |  | (m/s)
| WkDfVxT9N08D6 |  | Axial wake velocity deficits for radial node 08 and downstream distance 06 of turbine 09 |  | (m/s)
| WkDfVxT9N08D7 |  | Axial wake velocity deficits for radial node 08 and downstream distance 07 of turbine 09 |  | (m/s)
| WkDfVxT9N08D8 |  | Axial wake velocity deficits for radial node 08 and downstream distance 08 of turbine 09 |  | (m/s)
| WkDfVxT9N08D9 |  | Axial wake velocity deficits for radial node 08 and downstream distance 09 of turbine 09 |  | (m/s)
| WkDfVxT9N09D1 |  | Axial wake velocity deficits for radial node 09 and downstream distance 01 of turbine 09 |  | (m/s)
| WkDfVxT9N09D2 |  | Axial wake velocity deficits for radial node 09 and downstream distance 02 of turbine 09 |  | (m/s)
| WkDfVxT9N09D3 |  | Axial wake velocity deficits for radial node 09 and downstream distance 03 of turbine 09 |  | (m/s)
| WkDfVxT9N09D4 |  | Axial wake velocity deficits for radial node 09 and downstream distance 04 of turbine 09 |  | (m/s)
| WkDfVxT9N09D5 |  | Axial wake velocity deficits for radial node 09 and downstream distance 05 of turbine 09 |  | (m/s)
| WkDfVxT9N09D6 |  | Axial wake velocity deficits for radial node 09 and downstream distance 06 of turbine 09 |  | (m/s)
| WkDfVxT9N09D7 |  | Axial wake velocity deficits for radial node 09 and downstream distance 07 of turbine 09 |  | (m/s)
| WkDfVxT9N09D8 |  | Axial wake velocity deficits for radial node 09 and downstream distance 08 of turbine 09 |  | (m/s)
| WkDfVxT9N09D9 |  | Axial wake velocity deficits for radial node 09 and downstream distance 09 of turbine 09 |  | (m/s)
| WkDfVxT9N10D1 |  | Axial wake velocity deficits for radial node 10 and downstream distance 01 of turbine 09 |  | (m/s)
| WkDfVxT9N10D2 |  | Axial wake velocity deficits for radial node 10 and downstream distance 02 of turbine 09 |  | (m/s)
| WkDfVxT9N10D3 |  | Axial wake velocity deficits for radial node 10 and downstream distance 03 of turbine 09 |  | (m/s)
| WkDfVxT9N10D4 |  | Axial wake velocity deficits for radial node 10 and downstream distance 04 of turbine 09 |  | (m/s)
| WkDfVxT9N10D5 |  | Axial wake velocity deficits for radial node 10 and downstream distance 05 of turbine 09 |  | (m/s)
| WkDfVxT9N10D6 |  | Axial wake velocity deficits for radial node 10 and downstream distance 06 of turbine 09 |  | (m/s)
| WkDfVxT9N10D7 |  | Axial wake velocity deficits for radial node 10 and downstream distance 07 of turbine 09 |  | (m/s)
| WkDfVxT9N10D8 |  | Axial wake velocity deficits for radial node 10 and downstream distance 08 of turbine 09 |  | (m/s)
| WkDfVxT9N10D9 |  | Axial wake velocity deficits for radial node 10 and downstream distance 09 of turbine 09 |  | (m/s)
| WkDfVxT9N11D1 |  | Axial wake velocity deficits for radial node 11 and downstream distance 01 of turbine 09 |  | (m/s)
| WkDfVxT9N11D2 |  | Axial wake velocity deficits for radial node 11 and downstream distance 02 of turbine 09 |  | (m/s)
| WkDfVxT9N11D3 |  | Axial wake velocity deficits for radial node 11 and downstream distance 03 of turbine 09 |  | (m/s)
| WkDfVxT9N11D4 |  | Axial wake velocity deficits for radial node 11 and downstream distance 04 of turbine 09 |  | (m/s)
| WkDfVxT9N11D5 |  | Axial wake velocity deficits for radial node 11 and downstream distance 05 of turbine 09 |  | (m/s)
| WkDfVxT9N11D6 |  | Axial wake velocity deficits for radial node 11 and downstream distance 06 of turbine 09 |  | (m/s)
| WkDfVxT9N11D7 |  | Axial wake velocity deficits for radial node 11 and downstream distance 07 of turbine 09 |  | (m/s)
| WkDfVxT9N11D8 |  | Axial wake velocity deficits for radial node 11 and downstream distance 08 of turbine 09 |  | (m/s)
| WkDfVxT9N11D9 |  | Axial wake velocity deficits for radial node 11 and downstream distance 09 of turbine 09 |  | (m/s)
| WkDfVxT9N12D1 |  | Axial wake velocity deficits for radial node 12 and downstream distance 01 of turbine 09 |  | (m/s)
| WkDfVxT9N12D2 |  | Axial wake velocity deficits for radial node 12 and downstream distance 02 of turbine 09 |  | (m/s)
| WkDfVxT9N12D3 |  | Axial wake velocity deficits for radial node 12 and downstream distance 03 of turbine 09 |  | (m/s)
| WkDfVxT9N12D4 |  | Axial wake velocity deficits for radial node 12 and downstream distance 04 of turbine 09 |  | (m/s)
| WkDfVxT9N12D5 |  | Axial wake velocity deficits for radial node 12 and downstream distance 05 of turbine 09 |  | (m/s)
| WkDfVxT9N12D6 |  | Axial wake velocity deficits for radial node 12 and downstream distance 06 of turbine 09 |  | (m/s)
| WkDfVxT9N12D7 |  | Axial wake velocity deficits for radial node 12 and downstream distance 07 of turbine 09 |  | (m/s)
| WkDfVxT9N12D8 |  | Axial wake velocity deficits for radial node 12 and downstream distance 08 of turbine 09 |  | (m/s)
| WkDfVxT9N12D9 |  | Axial wake velocity deficits for radial node 12 and downstream distance 09 of turbine 09 |  | (m/s)
| WkDfVxT9N13D1 |  | Axial wake velocity deficits for radial node 13 and downstream distance 01 of turbine 09 |  | (m/s)
| WkDfVxT9N13D2 |  | Axial wake velocity deficits for radial node 13 and downstream distance 02 of turbine 09 |  | (m/s)
| WkDfVxT9N13D3 |  | Axial wake velocity deficits for radial node 13 and downstream distance 03 of turbine 09 |  | (m/s)
| WkDfVxT9N13D4 |  | Axial wake velocity deficits for radial node 13 and downstream distance 04 of turbine 09 |  | (m/s)
| WkDfVxT9N13D5 |  | Axial wake velocity deficits for radial node 13 and downstream distance 05 of turbine 09 |  | (m/s)
| WkDfVxT9N13D6 |  | Axial wake velocity deficits for radial node 13 and downstream distance 06 of turbine 09 |  | (m/s)
| WkDfVxT9N13D7 |  | Axial wake velocity deficits for radial node 13 and downstream distance 07 of turbine 09 |  | (m/s)
| WkDfVxT9N13D8 |  | Axial wake velocity deficits for radial node 13 and downstream distance 08 of turbine 09 |  | (m/s)
| WkDfVxT9N13D9 |  | Axial wake velocity deficits for radial node 13 and downstream distance 09 of turbine 09 |  | (m/s)
| WkDfVxT9N14D1 |  | Axial wake velocity deficits for radial node 14 and downstream distance 01 of turbine 09 |  | (m/s)
| WkDfVxT9N14D2 |  | Axial wake velocity deficits for radial node 14 and downstream distance 02 of turbine 09 |  | (m/s)
| WkDfVxT9N14D3 |  | Axial wake velocity deficits for radial node 14 and downstream distance 03 of turbine 09 |  | (m/s)
| WkDfVxT9N14D4 |  | Axial wake velocity deficits for radial node 14 and downstream distance 04 of turbine 09 |  | (m/s)
| WkDfVxT9N14D5 |  | Axial wake velocity deficits for radial node 14 and downstream distance 05 of turbine 09 |  | (m/s)
| WkDfVxT9N14D6 |  | Axial wake velocity deficits for radial node 14 and downstream distance 06 of turbine 09 |  | (m/s)
| WkDfVxT9N14D7 |  | Axial wake velocity deficits for radial node 14 and downstream distance 07 of turbine 09 |  | (m/s)
| WkDfVxT9N14D8 |  | Axial wake velocity deficits for radial node 14 and downstream distance 08 of turbine 09 |  | (m/s)
| WkDfVxT9N14D9 |  | Axial wake velocity deficits for radial node 14 and downstream distance 09 of turbine 09 |  | (m/s)
| WkDfVxT9N15D1 |  | Axial wake velocity deficits for radial node 15 and downstream distance 01 of turbine 09 |  | (m/s)
| WkDfVxT9N15D2 |  | Axial wake velocity deficits for radial node 15 and downstream distance 02 of turbine 09 |  | (m/s)
| WkDfVxT9N15D3 |  | Axial wake velocity deficits for radial node 15 and downstream distance 03 of turbine 09 |  | (m/s)
| WkDfVxT9N15D4 |  | Axial wake velocity deficits for radial node 15 and downstream distance 04 of turbine 09 |  | (m/s)
| WkDfVxT9N15D5 |  | Axial wake velocity deficits for radial node 15 and downstream distance 05 of turbine 09 |  | (m/s)
| WkDfVxT9N15D6 |  | Axial wake velocity deficits for radial node 15 and downstream distance 06 of turbine 09 |  | (m/s)
| WkDfVxT9N15D7 |  | Axial wake velocity deficits for radial node 15 and downstream distance 07 of turbine 09 |  | (m/s)
| WkDfVxT9N15D8 |  | Axial wake velocity deficits for radial node 15 and downstream distance 08 of turbine 09 |  | (m/s)
| WkDfVxT9N15D9 |  | Axial wake velocity deficits for radial node 15 and downstream distance 09 of turbine 09 |  | (m/s)
| WkDfVxT9N16D1 |  | Axial wake velocity deficits for radial node 16 and downstream distance 01 of turbine 09 |  | (m/s)
| WkDfVxT9N16D2 |  | Axial wake velocity deficits for radial node 16 and downstream distance 02 of turbine 09 |  | (m/s)
| WkDfVxT9N16D3 |  | Axial wake velocity deficits for radial node 16 and downstream distance 03 of turbine 09 |  | (m/s)
| WkDfVxT9N16D4 |  | Axial wake velocity deficits for radial node 16 and downstream distance 04 of turbine 09 |  | (m/s)
| WkDfVxT9N16D5 |  | Axial wake velocity deficits for radial node 16 and downstream distance 05 of turbine 09 |  | (m/s)
| WkDfVxT9N16D6 |  | Axial wake velocity deficits for radial node 16 and downstream distance 06 of turbine 09 |  | (m/s)
| WkDfVxT9N16D7 |  | Axial wake velocity deficits for radial node 16 and downstream distance 07 of turbine 09 |  | (m/s)
| WkDfVxT9N16D8 |  | Axial wake velocity deficits for radial node 16 and downstream distance 08 of turbine 09 |  | (m/s)
| WkDfVxT9N16D9 |  | Axial wake velocity deficits for radial node 16 and downstream distance 09 of turbine 09 |  | (m/s)
| WkDfVxT9N17D1 |  | Axial wake velocity deficits for radial node 17 and downstream distance 01 of turbine 09 |  | (m/s)
| WkDfVxT9N17D2 |  | Axial wake velocity deficits for radial node 17 and downstream distance 02 of turbine 09 |  | (m/s)
| WkDfVxT9N17D3 |  | Axial wake velocity deficits for radial node 17 and downstream distance 03 of turbine 09 |  | (m/s)
| WkDfVxT9N17D4 |  | Axial wake velocity deficits for radial node 17 and downstream distance 04 of turbine 09 |  | (m/s)
| WkDfVxT9N17D5 |  | Axial wake velocity deficits for radial node 17 and downstream distance 05 of turbine 09 |  | (m/s)
| WkDfVxT9N17D6 |  | Axial wake velocity deficits for radial node 17 and downstream distance 06 of turbine 09 |  | (m/s)
| WkDfVxT9N17D7 |  | Axial wake velocity deficits for radial node 17 and downstream distance 07 of turbine 09 |  | (m/s)
| WkDfVxT9N17D8 |  | Axial wake velocity deficits for radial node 17 and downstream distance 08 of turbine 09 |  | (m/s)
| WkDfVxT9N17D9 |  | Axial wake velocity deficits for radial node 17 and downstream distance 09 of turbine 09 |  | (m/s)
| WkDfVxT9N18D1 |  | Axial wake velocity deficits for radial node 18 and downstream distance 01 of turbine 09 |  | (m/s)
| WkDfVxT9N18D2 |  | Axial wake velocity deficits for radial node 18 and downstream distance 02 of turbine 09 |  | (m/s)
| WkDfVxT9N18D3 |  | Axial wake velocity deficits for radial node 18 and downstream distance 03 of turbine 09 |  | (m/s)
| WkDfVxT9N18D4 |  | Axial wake velocity deficits for radial node 18 and downstream distance 04 of turbine 09 |  | (m/s)
| WkDfVxT9N18D5 |  | Axial wake velocity deficits for radial node 18 and downstream distance 05 of turbine 09 |  | (m/s)
| WkDfVxT9N18D6 |  | Axial wake velocity deficits for radial node 18 and downstream distance 06 of turbine 09 |  | (m/s)
| WkDfVxT9N18D7 |  | Axial wake velocity deficits for radial node 18 and downstream distance 07 of turbine 09 |  | (m/s)
| WkDfVxT9N18D8 |  | Axial wake velocity deficits for radial node 18 and downstream distance 08 of turbine 09 |  | (m/s)
| WkDfVxT9N18D9 |  | Axial wake velocity deficits for radial node 18 and downstream distance 09 of turbine 09 |  | (m/s)
| WkDfVxT9N19D1 |  | Axial wake velocity deficits for radial node 19 and downstream distance 01 of turbine 09 |  | (m/s)
| WkDfVxT9N19D2 |  | Axial wake velocity deficits for radial node 19 and downstream distance 02 of turbine 09 |  | (m/s)
| WkDfVxT9N19D3 |  | Axial wake velocity deficits for radial node 19 and downstream distance 03 of turbine 09 |  | (m/s)
| WkDfVxT9N19D4 |  | Axial wake velocity deficits for radial node 19 and downstream distance 04 of turbine 09 |  | (m/s)
| WkDfVxT9N19D5 |  | Axial wake velocity deficits for radial node 19 and downstream distance 05 of turbine 09 |  | (m/s)
| WkDfVxT9N19D6 |  | Axial wake velocity deficits for radial node 19 and downstream distance 06 of turbine 09 |  | (m/s)
| WkDfVxT9N19D7 |  | Axial wake velocity deficits for radial node 19 and downstream distance 07 of turbine 09 |  | (m/s)
| WkDfVxT9N19D8 |  | Axial wake velocity deficits for radial node 19 and downstream distance 08 of turbine 09 |  | (m/s)
| WkDfVxT9N19D9 |  | Axial wake velocity deficits for radial node 19 and downstream distance 09 of turbine 09 |  | (m/s)
| WkDfVxT9N20D1 |  | Axial wake velocity deficits for radial node 20 and downstream distance 01 of turbine 09 |  | (m/s)
| WkDfVxT9N20D2 |  | Axial wake velocity deficits for radial node 20 and downstream distance 02 of turbine 09 |  | (m/s)
| WkDfVxT9N20D3 |  | Axial wake velocity deficits for radial node 20 and downstream distance 03 of turbine 09 |  | (m/s)
| WkDfVxT9N20D4 |  | Axial wake velocity deficits for radial node 20 and downstream distance 04 of turbine 09 |  | (m/s)
| WkDfVxT9N20D5 |  | Axial wake velocity deficits for radial node 20 and downstream distance 05 of turbine 09 |  | (m/s)
| WkDfVxT9N20D6 |  | Axial wake velocity deficits for radial node 20 and downstream distance 06 of turbine 09 |  | (m/s)
| WkDfVxT9N20D7 |  | Axial wake velocity deficits for radial node 20 and downstream distance 07 of turbine 09 |  | (m/s)
| WkDfVxT9N20D8 |  | Axial wake velocity deficits for radial node 20 and downstream distance 08 of turbine 09 |  | (m/s)
| WkDfVxT9N20D9 |  | Axial wake velocity deficits for radial node 20 and downstream distance 09 of turbine 09 |  | (m/s)
Radial Wake Velocity Deficits
| WkDfVrT1N01D1 |  | Radial wake velocity deficits for radial node 01 and downstream distance 01 of turbine 01 |  | (m/s)
| WkDfVrT1N01D2 |  | Radial wake velocity deficits for radial node 01 and downstream distance 02 of turbine 01 |  | (m/s)
| WkDfVrT1N01D3 |  | Radial wake velocity deficits for radial node 01 and downstream distance 03 of turbine 01 |  | (m/s)
| WkDfVrT1N01D4 |  | Radial wake velocity deficits for radial node 01 and downstream distance 04 of turbine 01 |  | (m/s)
| WkDfVrT1N01D5 |  | Radial wake velocity deficits for radial node 01 and downstream distance 05 of turbine 01 |  | (m/s)
| WkDfVrT1N01D6 |  | Radial wake velocity deficits for radial node 01 and downstream distance 06 of turbine 01 |  | (m/s)
| WkDfVrT1N01D7 |  | Radial wake velocity deficits for radial node 01 and downstream distance 07 of turbine 01 |  | (m/s)
| WkDfVrT1N01D8 |  | Radial wake velocity deficits for radial node 01 and downstream distance 08 of turbine 01 |  | (m/s)
| WkDfVrT1N01D9 |  | Radial wake velocity deficits for radial node 01 and downstream distance 09 of turbine 01 |  | (m/s)
| WkDfVrT1N02D1 |  | Radial wake velocity deficits for radial node 02 and downstream distance 01 of turbine 01 |  | (m/s)
| WkDfVrT1N02D2 |  | Radial wake velocity deficits for radial node 02 and downstream distance 02 of turbine 01 |  | (m/s)
| WkDfVrT1N02D3 |  | Radial wake velocity deficits for radial node 02 and downstream distance 03 of turbine 01 |  | (m/s)
| WkDfVrT1N02D4 |  | Radial wake velocity deficits for radial node 02 and downstream distance 04 of turbine 01 |  | (m/s)
| WkDfVrT1N02D5 |  | Radial wake velocity deficits for radial node 02 and downstream distance 05 of turbine 01 |  | (m/s)
| WkDfVrT1N02D6 |  | Radial wake velocity deficits for radial node 02 and downstream distance 06 of turbine 01 |  | (m/s)
| WkDfVrT1N02D7 |  | Radial wake velocity deficits for radial node 02 and downstream distance 07 of turbine 01 |  | (m/s)
| WkDfVrT1N02D8 |  | Radial wake velocity deficits for radial node 02 and downstream distance 08 of turbine 01 |  | (m/s)
| WkDfVrT1N02D9 |  | Radial wake velocity deficits for radial node 02 and downstream distance 09 of turbine 01 |  | (m/s)
| WkDfVrT1N03D1 |  | Radial wake velocity deficits for radial node 03 and downstream distance 01 of turbine 01 |  | (m/s)
| WkDfVrT1N03D2 |  | Radial wake velocity deficits for radial node 03 and downstream distance 02 of turbine 01 |  | (m/s)
| WkDfVrT1N03D3 |  | Radial wake velocity deficits for radial node 03 and downstream distance 03 of turbine 01 |  | (m/s)
| WkDfVrT1N03D4 |  | Radial wake velocity deficits for radial node 03 and downstream distance 04 of turbine 01 |  | (m/s)
| WkDfVrT1N03D5 |  | Radial wake velocity deficits for radial node 03 and downstream distance 05 of turbine 01 |  | (m/s)
| WkDfVrT1N03D6 |  | Radial wake velocity deficits for radial node 03 and downstream distance 06 of turbine 01 |  | (m/s)
| WkDfVrT1N03D7 |  | Radial wake velocity deficits for radial node 03 and downstream distance 07 of turbine 01 |  | (m/s)
| WkDfVrT1N03D8 |  | Radial wake velocity deficits for radial node 03 and downstream distance 08 of turbine 01 |  | (m/s)
| WkDfVrT1N03D9 |  | Radial wake velocity deficits for radial node 03 and downstream distance 09 of turbine 01 |  | (m/s)
| WkDfVrT1N04D1 |  | Radial wake velocity deficits for radial node 04 and downstream distance 01 of turbine 01 |  | (m/s)
| WkDfVrT1N04D2 |  | Radial wake velocity deficits for radial node 04 and downstream distance 02 of turbine 01 |  | (m/s)
| WkDfVrT1N04D3 |  | Radial wake velocity deficits for radial node 04 and downstream distance 03 of turbine 01 |  | (m/s)
| WkDfVrT1N04D4 |  | Radial wake velocity deficits for radial node 04 and downstream distance 04 of turbine 01 |  | (m/s)
| WkDfVrT1N04D5 |  | Radial wake velocity deficits for radial node 04 and downstream distance 05 of turbine 01 |  | (m/s)
| WkDfVrT1N04D6 |  | Radial wake velocity deficits for radial node 04 and downstream distance 06 of turbine 01 |  | (m/s)
| WkDfVrT1N04D7 |  | Radial wake velocity deficits for radial node 04 and downstream distance 07 of turbine 01 |  | (m/s)
| WkDfVrT1N04D8 |  | Radial wake velocity deficits for radial node 04 and downstream distance 08 of turbine 01 |  | (m/s)
| WkDfVrT1N04D9 |  | Radial wake velocity deficits for radial node 04 and downstream distance 09 of turbine 01 |  | (m/s)
| WkDfVrT1N05D1 |  | Radial wake velocity deficits for radial node 05 and downstream distance 01 of turbine 01 |  | (m/s)
| WkDfVrT1N05D2 |  | Radial wake velocity deficits for radial node 05 and downstream distance 02 of turbine 01 |  | (m/s)
| WkDfVrT1N05D3 |  | Radial wake velocity deficits for radial node 05 and downstream distance 03 of turbine 01 |  | (m/s)
| WkDfVrT1N05D4 |  | Radial wake velocity deficits for radial node 05 and downstream distance 04 of turbine 01 |  | (m/s)
| WkDfVrT1N05D5 |  | Radial wake velocity deficits for radial node 05 and downstream distance 05 of turbine 01 |  | (m/s)
| WkDfVrT1N05D6 |  | Radial wake velocity deficits for radial node 05 and downstream distance 06 of turbine 01 |  | (m/s)
| WkDfVrT1N05D7 |  | Radial wake velocity deficits for radial node 05 and downstream distance 07 of turbine 01 |  | (m/s)
| WkDfVrT1N05D8 |  | Radial wake velocity deficits for radial node 05 and downstream distance 08 of turbine 01 |  | (m/s)
| WkDfVrT1N05D9 |  | Radial wake velocity deficits for radial node 05 and downstream distance 09 of turbine 01 |  | (m/s)
| WkDfVrT1N06D1 |  | Radial wake velocity deficits for radial node 06 and downstream distance 01 of turbine 01 |  | (m/s)
| WkDfVrT1N06D2 |  | Radial wake velocity deficits for radial node 06 and downstream distance 02 of turbine 01 |  | (m/s)
| WkDfVrT1N06D3 |  | Radial wake velocity deficits for radial node 06 and downstream distance 03 of turbine 01 |  | (m/s)
| WkDfVrT1N06D4 |  | Radial wake velocity deficits for radial node 06 and downstream distance 04 of turbine 01 |  | (m/s)
| WkDfVrT1N06D5 |  | Radial wake velocity deficits for radial node 06 and downstream distance 05 of turbine 01 |  | (m/s)
| WkDfVrT1N06D6 |  | Radial wake velocity deficits for radial node 06 and downstream distance 06 of turbine 01 |  | (m/s)
| WkDfVrT1N06D7 |  | Radial wake velocity deficits for radial node 06 and downstream distance 07 of turbine 01 |  | (m/s)
| WkDfVrT1N06D8 |  | Radial wake velocity deficits for radial node 06 and downstream distance 08 of turbine 01 |  | (m/s)
| WkDfVrT1N06D9 |  | Radial wake velocity deficits for radial node 06 and downstream distance 09 of turbine 01 |  | (m/s)
| WkDfVrT1N07D1 |  | Radial wake velocity deficits for radial node 07 and downstream distance 01 of turbine 01 |  | (m/s)
| WkDfVrT1N07D2 |  | Radial wake velocity deficits for radial node 07 and downstream distance 02 of turbine 01 |  | (m/s)
| WkDfVrT1N07D3 |  | Radial wake velocity deficits for radial node 07 and downstream distance 03 of turbine 01 |  | (m/s)
| WkDfVrT1N07D4 |  | Radial wake velocity deficits for radial node 07 and downstream distance 04 of turbine 01 |  | (m/s)
| WkDfVrT1N07D5 |  | Radial wake velocity deficits for radial node 07 and downstream distance 05 of turbine 01 |  | (m/s)
| WkDfVrT1N07D6 |  | Radial wake velocity deficits for radial node 07 and downstream distance 06 of turbine 01 |  | (m/s)
| WkDfVrT1N07D7 |  | Radial wake velocity deficits for radial node 07 and downstream distance 07 of turbine 01 |  | (m/s)
| WkDfVrT1N07D8 |  | Radial wake velocity deficits for radial node 07 and downstream distance 08 of turbine 01 |  | (m/s)
| WkDfVrT1N07D9 |  | Radial wake velocity deficits for radial node 07 and downstream distance 09 of turbine 01 |  | (m/s)
| WkDfVrT1N08D1 |  | Radial wake velocity deficits for radial node 08 and downstream distance 01 of turbine 01 |  | (m/s)
| WkDfVrT1N08D2 |  | Radial wake velocity deficits for radial node 08 and downstream distance 02 of turbine 01 |  | (m/s)
| WkDfVrT1N08D3 |  | Radial wake velocity deficits for radial node 08 and downstream distance 03 of turbine 01 |  | (m/s)
| WkDfVrT1N08D4 |  | Radial wake velocity deficits for radial node 08 and downstream distance 04 of turbine 01 |  | (m/s)
| WkDfVrT1N08D5 |  | Radial wake velocity deficits for radial node 08 and downstream distance 05 of turbine 01 |  | (m/s)
| WkDfVrT1N08D6 |  | Radial wake velocity deficits for radial node 08 and downstream distance 06 of turbine 01 |  | (m/s)
| WkDfVrT1N08D7 |  | Radial wake velocity deficits for radial node 08 and downstream distance 07 of turbine 01 |  | (m/s)
| WkDfVrT1N08D8 |  | Radial wake velocity deficits for radial node 08 and downstream distance 08 of turbine 01 |  | (m/s)
| WkDfVrT1N08D9 |  | Radial wake velocity deficits for radial node 08 and downstream distance 09 of turbine 01 |  | (m/s)
| WkDfVrT1N09D1 |  | Radial wake velocity deficits for radial node 09 and downstream distance 01 of turbine 01 |  | (m/s)
| WkDfVrT1N09D2 |  | Radial wake velocity deficits for radial node 09 and downstream distance 02 of turbine 01 |  | (m/s)
| WkDfVrT1N09D3 |  | Radial wake velocity deficits for radial node 09 and downstream distance 03 of turbine 01 |  | (m/s)
| WkDfVrT1N09D4 |  | Radial wake velocity deficits for radial node 09 and downstream distance 04 of turbine 01 |  | (m/s)
| WkDfVrT1N09D5 |  | Radial wake velocity deficits for radial node 09 and downstream distance 05 of turbine 01 |  | (m/s)
| WkDfVrT1N09D6 |  | Radial wake velocity deficits for radial node 09 and downstream distance 06 of turbine 01 |  | (m/s)
| WkDfVrT1N09D7 |  | Radial wake velocity deficits for radial node 09 and downstream distance 07 of turbine 01 |  | (m/s)
| WkDfVrT1N09D8 |  | Radial wake velocity deficits for radial node 09 and downstream distance 08 of turbine 01 |  | (m/s)
| WkDfVrT1N09D9 |  | Radial wake velocity deficits for radial node 09 and downstream distance 09 of turbine 01 |  | (m/s)
| WkDfVrT1N10D1 |  | Radial wake velocity deficits for radial node 10 and downstream distance 01 of turbine 01 |  | (m/s)
| WkDfVrT1N10D2 |  | Radial wake velocity deficits for radial node 10 and downstream distance 02 of turbine 01 |  | (m/s)
| WkDfVrT1N10D3 |  | Radial wake velocity deficits for radial node 10 and downstream distance 03 of turbine 01 |  | (m/s)
| WkDfVrT1N10D4 |  | Radial wake velocity deficits for radial node 10 and downstream distance 04 of turbine 01 |  | (m/s)
| WkDfVrT1N10D5 |  | Radial wake velocity deficits for radial node 10 and downstream distance 05 of turbine 01 |  | (m/s)
| WkDfVrT1N10D6 |  | Radial wake velocity deficits for radial node 10 and downstream distance 06 of turbine 01 |  | (m/s)
| WkDfVrT1N10D7 |  | Radial wake velocity deficits for radial node 10 and downstream distance 07 of turbine 01 |  | (m/s)
| WkDfVrT1N10D8 |  | Radial wake velocity deficits for radial node 10 and downstream distance 08 of turbine 01 |  | (m/s)
| WkDfVrT1N10D9 |  | Radial wake velocity deficits for radial node 10 and downstream distance 09 of turbine 01 |  | (m/s)
| WkDfVrT1N11D1 |  | Radial wake velocity deficits for radial node 11 and downstream distance 01 of turbine 01 |  | (m/s)
| WkDfVrT1N11D2 |  | Radial wake velocity deficits for radial node 11 and downstream distance 02 of turbine 01 |  | (m/s)
| WkDfVrT1N11D3 |  | Radial wake velocity deficits for radial node 11 and downstream distance 03 of turbine 01 |  | (m/s)
| WkDfVrT1N11D4 |  | Radial wake velocity deficits for radial node 11 and downstream distance 04 of turbine 01 |  | (m/s)
| WkDfVrT1N11D5 |  | Radial wake velocity deficits for radial node 11 and downstream distance 05 of turbine 01 |  | (m/s)
| WkDfVrT1N11D6 |  | Radial wake velocity deficits for radial node 11 and downstream distance 06 of turbine 01 |  | (m/s)
| WkDfVrT1N11D7 |  | Radial wake velocity deficits for radial node 11 and downstream distance 07 of turbine 01 |  | (m/s)
| WkDfVrT1N11D8 |  | Radial wake velocity deficits for radial node 11 and downstream distance 08 of turbine 01 |  | (m/s)
| WkDfVrT1N11D9 |  | Radial wake velocity deficits for radial node 11 and downstream distance 09 of turbine 01 |  | (m/s)
| WkDfVrT1N12D1 |  | Radial wake velocity deficits for radial node 12 and downstream distance 01 of turbine 01 |  | (m/s)
| WkDfVrT1N12D2 |  | Radial wake velocity deficits for radial node 12 and downstream distance 02 of turbine 01 |  | (m/s)
| WkDfVrT1N12D3 |  | Radial wake velocity deficits for radial node 12 and downstream distance 03 of turbine 01 |  | (m/s)
| WkDfVrT1N12D4 |  | Radial wake velocity deficits for radial node 12 and downstream distance 04 of turbine 01 |  | (m/s)
| WkDfVrT1N12D5 |  | Radial wake velocity deficits for radial node 12 and downstream distance 05 of turbine 01 |  | (m/s)
| WkDfVrT1N12D6 |  | Radial wake velocity deficits for radial node 12 and downstream distance 06 of turbine 01 |  | (m/s)
| WkDfVrT1N12D7 |  | Radial wake velocity deficits for radial node 12 and downstream distance 07 of turbine 01 |  | (m/s)
| WkDfVrT1N12D8 |  | Radial wake velocity deficits for radial node 12 and downstream distance 08 of turbine 01 |  | (m/s)
| WkDfVrT1N12D9 |  | Radial wake velocity deficits for radial node 12 and downstream distance 09 of turbine 01 |  | (m/s)
| WkDfVrT1N13D1 |  | Radial wake velocity deficits for radial node 13 and downstream distance 01 of turbine 01 |  | (m/s)
| WkDfVrT1N13D2 |  | Radial wake velocity deficits for radial node 13 and downstream distance 02 of turbine 01 |  | (m/s)
| WkDfVrT1N13D3 |  | Radial wake velocity deficits for radial node 13 and downstream distance 03 of turbine 01 |  | (m/s)
| WkDfVrT1N13D4 |  | Radial wake velocity deficits for radial node 13 and downstream distance 04 of turbine 01 |  | (m/s)
| WkDfVrT1N13D5 |  | Radial wake velocity deficits for radial node 13 and downstream distance 05 of turbine 01 |  | (m/s)
| WkDfVrT1N13D6 |  | Radial wake velocity deficits for radial node 13 and downstream distance 06 of turbine 01 |  | (m/s)
| WkDfVrT1N13D7 |  | Radial wake velocity deficits for radial node 13 and downstream distance 07 of turbine 01 |  | (m/s)
| WkDfVrT1N13D8 |  | Radial wake velocity deficits for radial node 13 and downstream distance 08 of turbine 01 |  | (m/s)
| WkDfVrT1N13D9 |  | Radial wake velocity deficits for radial node 13 and downstream distance 09 of turbine 01 |  | (m/s)
| WkDfVrT1N14D1 |  | Radial wake velocity deficits for radial node 14 and downstream distance 01 of turbine 01 |  | (m/s)
| WkDfVrT1N14D2 |  | Radial wake velocity deficits for radial node 14 and downstream distance 02 of turbine 01 |  | (m/s)
| WkDfVrT1N14D3 |  | Radial wake velocity deficits for radial node 14 and downstream distance 03 of turbine 01 |  | (m/s)
| WkDfVrT1N14D4 |  | Radial wake velocity deficits for radial node 14 and downstream distance 04 of turbine 01 |  | (m/s)
| WkDfVrT1N14D5 |  | Radial wake velocity deficits for radial node 14 and downstream distance 05 of turbine 01 |  | (m/s)
| WkDfVrT1N14D6 |  | Radial wake velocity deficits for radial node 14 and downstream distance 06 of turbine 01 |  | (m/s)
| WkDfVrT1N14D7 |  | Radial wake velocity deficits for radial node 14 and downstream distance 07 of turbine 01 |  | (m/s)
| WkDfVrT1N14D8 |  | Radial wake velocity deficits for radial node 14 and downstream distance 08 of turbine 01 |  | (m/s)
| WkDfVrT1N14D9 |  | Radial wake velocity deficits for radial node 14 and downstream distance 09 of turbine 01 |  | (m/s)
| WkDfVrT1N15D1 |  | Radial wake velocity deficits for radial node 15 and downstream distance 01 of turbine 01 |  | (m/s)
| WkDfVrT1N15D2 |  | Radial wake velocity deficits for radial node 15 and downstream distance 02 of turbine 01 |  | (m/s)
| WkDfVrT1N15D3 |  | Radial wake velocity deficits for radial node 15 and downstream distance 03 of turbine 01 |  | (m/s)
| WkDfVrT1N15D4 |  | Radial wake velocity deficits for radial node 15 and downstream distance 04 of turbine 01 |  | (m/s)
| WkDfVrT1N15D5 |  | Radial wake velocity deficits for radial node 15 and downstream distance 05 of turbine 01 |  | (m/s)
| WkDfVrT1N15D6 |  | Radial wake velocity deficits for radial node 15 and downstream distance 06 of turbine 01 |  | (m/s)
| WkDfVrT1N15D7 |  | Radial wake velocity deficits for radial node 15 and downstream distance 07 of turbine 01 |  | (m/s)
| WkDfVrT1N15D8 |  | Radial wake velocity deficits for radial node 15 and downstream distance 08 of turbine 01 |  | (m/s)
| WkDfVrT1N15D9 |  | Radial wake velocity deficits for radial node 15 and downstream distance 09 of turbine 01 |  | (m/s)
| WkDfVrT1N16D1 |  | Radial wake velocity deficits for radial node 16 and downstream distance 01 of turbine 01 |  | (m/s)
| WkDfVrT1N16D2 |  | Radial wake velocity deficits for radial node 16 and downstream distance 02 of turbine 01 |  | (m/s)
| WkDfVrT1N16D3 |  | Radial wake velocity deficits for radial node 16 and downstream distance 03 of turbine 01 |  | (m/s)
| WkDfVrT1N16D4 |  | Radial wake velocity deficits for radial node 16 and downstream distance 04 of turbine 01 |  | (m/s)
| WkDfVrT1N16D5 |  | Radial wake velocity deficits for radial node 16 and downstream distance 05 of turbine 01 |  | (m/s)
| WkDfVrT1N16D6 |  | Radial wake velocity deficits for radial node 16 and downstream distance 06 of turbine 01 |  | (m/s)
| WkDfVrT1N16D7 |  | Radial wake velocity deficits for radial node 16 and downstream distance 07 of turbine 01 |  | (m/s)
| WkDfVrT1N16D8 |  | Radial wake velocity deficits for radial node 16 and downstream distance 08 of turbine 01 |  | (m/s)
| WkDfVrT1N16D9 |  | Radial wake velocity deficits for radial node 16 and downstream distance 09 of turbine 01 |  | (m/s)
| WkDfVrT1N17D1 |  | Radial wake velocity deficits for radial node 17 and downstream distance 01 of turbine 01 |  | (m/s)
| WkDfVrT1N17D2 |  | Radial wake velocity deficits for radial node 17 and downstream distance 02 of turbine 01 |  | (m/s)
| WkDfVrT1N17D3 |  | Radial wake velocity deficits for radial node 17 and downstream distance 03 of turbine 01 |  | (m/s)
| WkDfVrT1N17D4 |  | Radial wake velocity deficits for radial node 17 and downstream distance 04 of turbine 01 |  | (m/s)
| WkDfVrT1N17D5 |  | Radial wake velocity deficits for radial node 17 and downstream distance 05 of turbine 01 |  | (m/s)
| WkDfVrT1N17D6 |  | Radial wake velocity deficits for radial node 17 and downstream distance 06 of turbine 01 |  | (m/s)
| WkDfVrT1N17D7 |  | Radial wake velocity deficits for radial node 17 and downstream distance 07 of turbine 01 |  | (m/s)
| WkDfVrT1N17D8 |  | Radial wake velocity deficits for radial node 17 and downstream distance 08 of turbine 01 |  | (m/s)
| WkDfVrT1N17D9 |  | Radial wake velocity deficits for radial node 17 and downstream distance 09 of turbine 01 |  | (m/s)
| WkDfVrT1N18D1 |  | Radial wake velocity deficits for radial node 18 and downstream distance 01 of turbine 01 |  | (m/s)
| WkDfVrT1N18D2 |  | Radial wake velocity deficits for radial node 18 and downstream distance 02 of turbine 01 |  | (m/s)
| WkDfVrT1N18D3 |  | Radial wake velocity deficits for radial node 18 and downstream distance 03 of turbine 01 |  | (m/s)
| WkDfVrT1N18D4 |  | Radial wake velocity deficits for radial node 18 and downstream distance 04 of turbine 01 |  | (m/s)
| WkDfVrT1N18D5 |  | Radial wake velocity deficits for radial node 18 and downstream distance 05 of turbine 01 |  | (m/s)
| WkDfVrT1N18D6 |  | Radial wake velocity deficits for radial node 18 and downstream distance 06 of turbine 01 |  | (m/s)
| WkDfVrT1N18D7 |  | Radial wake velocity deficits for radial node 18 and downstream distance 07 of turbine 01 |  | (m/s)
| WkDfVrT1N18D8 |  | Radial wake velocity deficits for radial node 18 and downstream distance 08 of turbine 01 |  | (m/s)
| WkDfVrT1N18D9 |  | Radial wake velocity deficits for radial node 18 and downstream distance 09 of turbine 01 |  | (m/s)
| WkDfVrT1N19D1 |  | Radial wake velocity deficits for radial node 19 and downstream distance 01 of turbine 01 |  | (m/s)
| WkDfVrT1N19D2 |  | Radial wake velocity deficits for radial node 19 and downstream distance 02 of turbine 01 |  | (m/s)
| WkDfVrT1N19D3 |  | Radial wake velocity deficits for radial node 19 and downstream distance 03 of turbine 01 |  | (m/s)
| WkDfVrT1N19D4 |  | Radial wake velocity deficits for radial node 19 and downstream distance 04 of turbine 01 |  | (m/s)
| WkDfVrT1N19D5 |  | Radial wake velocity deficits for radial node 19 and downstream distance 05 of turbine 01 |  | (m/s)
| WkDfVrT1N19D6 |  | Radial wake velocity deficits for radial node 19 and downstream distance 06 of turbine 01 |  | (m/s)
| WkDfVrT1N19D7 |  | Radial wake velocity deficits for radial node 19 and downstream distance 07 of turbine 01 |  | (m/s)
| WkDfVrT1N19D8 |  | Radial wake velocity deficits for radial node 19 and downstream distance 08 of turbine 01 |  | (m/s)
| WkDfVrT1N19D9 |  | Radial wake velocity deficits for radial node 19 and downstream distance 09 of turbine 01 |  | (m/s)
| WkDfVrT1N20D1 |  | Radial wake velocity deficits for radial node 20 and downstream distance 01 of turbine 01 |  | (m/s)
| WkDfVrT1N20D2 |  | Radial wake velocity deficits for radial node 20 and downstream distance 02 of turbine 01 |  | (m/s)
| WkDfVrT1N20D3 |  | Radial wake velocity deficits for radial node 20 and downstream distance 03 of turbine 01 |  | (m/s)
| WkDfVrT1N20D4 |  | Radial wake velocity deficits for radial node 20 and downstream distance 04 of turbine 01 |  | (m/s)
| WkDfVrT1N20D5 |  | Radial wake velocity deficits for radial node 20 and downstream distance 05 of turbine 01 |  | (m/s)
| WkDfVrT1N20D6 |  | Radial wake velocity deficits for radial node 20 and downstream distance 06 of turbine 01 |  | (m/s)
| WkDfVrT1N20D7 |  | Radial wake velocity deficits for radial node 20 and downstream distance 07 of turbine 01 |  | (m/s)
| WkDfVrT1N20D8 |  | Radial wake velocity deficits for radial node 20 and downstream distance 08 of turbine 01 |  | (m/s)
| WkDfVrT1N20D9 |  | Radial wake velocity deficits for radial node 20 and downstream distance 09 of turbine 01 |  | (m/s)
| WkDfVrT2N01D1 |  | Radial wake velocity deficits for radial node 01 and downstream distance 01 of turbine 02 |  | (m/s)
| WkDfVrT2N01D2 |  | Radial wake velocity deficits for radial node 01 and downstream distance 02 of turbine 02 |  | (m/s)
| WkDfVrT2N01D3 |  | Radial wake velocity deficits for radial node 01 and downstream distance 03 of turbine 02 |  | (m/s)
| WkDfVrT2N01D4 |  | Radial wake velocity deficits for radial node 01 and downstream distance 04 of turbine 02 |  | (m/s)
| WkDfVrT2N01D5 |  | Radial wake velocity deficits for radial node 01 and downstream distance 05 of turbine 02 |  | (m/s)
| WkDfVrT2N01D6 |  | Radial wake velocity deficits for radial node 01 and downstream distance 06 of turbine 02 |  | (m/s)
| WkDfVrT2N01D7 |  | Radial wake velocity deficits for radial node 01 and downstream distance 07 of turbine 02 |  | (m/s)
| WkDfVrT2N01D8 |  | Radial wake velocity deficits for radial node 01 and downstream distance 08 of turbine 02 |  | (m/s)
| WkDfVrT2N01D9 |  | Radial wake velocity deficits for radial node 01 and downstream distance 09 of turbine 02 |  | (m/s)
| WkDfVrT2N02D1 |  | Radial wake velocity deficits for radial node 02 and downstream distance 01 of turbine 02 |  | (m/s)
| WkDfVrT2N02D2 |  | Radial wake velocity deficits for radial node 02 and downstream distance 02 of turbine 02 |  | (m/s)
| WkDfVrT2N02D3 |  | Radial wake velocity deficits for radial node 02 and downstream distance 03 of turbine 02 |  | (m/s)
| WkDfVrT2N02D4 |  | Radial wake velocity deficits for radial node 02 and downstream distance 04 of turbine 02 |  | (m/s)
| WkDfVrT2N02D5 |  | Radial wake velocity deficits for radial node 02 and downstream distance 05 of turbine 02 |  | (m/s)
| WkDfVrT2N02D6 |  | Radial wake velocity deficits for radial node 02 and downstream distance 06 of turbine 02 |  | (m/s)
| WkDfVrT2N02D7 |  | Radial wake velocity deficits for radial node 02 and downstream distance 07 of turbine 02 |  | (m/s)
| WkDfVrT2N02D8 |  | Radial wake velocity deficits for radial node 02 and downstream distance 08 of turbine 02 |  | (m/s)
| WkDfVrT2N02D9 |  | Radial wake velocity deficits for radial node 02 and downstream distance 09 of turbine 02 |  | (m/s)
| WkDfVrT2N03D1 |  | Radial wake velocity deficits for radial node 03 and downstream distance 01 of turbine 02 |  | (m/s)
| WkDfVrT2N03D2 |  | Radial wake velocity deficits for radial node 03 and downstream distance 02 of turbine 02 |  | (m/s)
| WkDfVrT2N03D3 |  | Radial wake velocity deficits for radial node 03 and downstream distance 03 of turbine 02 |  | (m/s)
| WkDfVrT2N03D4 |  | Radial wake velocity deficits for radial node 03 and downstream distance 04 of turbine 02 |  | (m/s)
| WkDfVrT2N03D5 |  | Radial wake velocity deficits for radial node 03 and downstream distance 05 of turbine 02 |  | (m/s)
| WkDfVrT2N03D6 |  | Radial wake velocity deficits for radial node 03 and downstream distance 06 of turbine 02 |  | (m/s)
| WkDfVrT2N03D7 |  | Radial wake velocity deficits for radial node 03 and downstream distance 07 of turbine 02 |  | (m/s)
| WkDfVrT2N03D8 |  | Radial wake velocity deficits for radial node 03 and downstream distance 08 of turbine 02 |  | (m/s)
| WkDfVrT2N03D9 |  | Radial wake velocity deficits for radial node 03 and downstream distance 09 of turbine 02 |  | (m/s)
| WkDfVrT2N04D1 |  | Radial wake velocity deficits for radial node 04 and downstream distance 01 of turbine 02 |  | (m/s)
| WkDfVrT2N04D2 |  | Radial wake velocity deficits for radial node 04 and downstream distance 02 of turbine 02 |  | (m/s)
| WkDfVrT2N04D3 |  | Radial wake velocity deficits for radial node 04 and downstream distance 03 of turbine 02 |  | (m/s)
| WkDfVrT2N04D4 |  | Radial wake velocity deficits for radial node 04 and downstream distance 04 of turbine 02 |  | (m/s)
| WkDfVrT2N04D5 |  | Radial wake velocity deficits for radial node 04 and downstream distance 05 of turbine 02 |  | (m/s)
| WkDfVrT2N04D6 |  | Radial wake velocity deficits for radial node 04 and downstream distance 06 of turbine 02 |  | (m/s)
| WkDfVrT2N04D7 |  | Radial wake velocity deficits for radial node 04 and downstream distance 07 of turbine 02 |  | (m/s)
| WkDfVrT2N04D8 |  | Radial wake velocity deficits for radial node 04 and downstream distance 08 of turbine 02 |  | (m/s)
| WkDfVrT2N04D9 |  | Radial wake velocity deficits for radial node 04 and downstream distance 09 of turbine 02 |  | (m/s)
| WkDfVrT2N05D1 |  | Radial wake velocity deficits for radial node 05 and downstream distance 01 of turbine 02 |  | (m/s)
| WkDfVrT2N05D2 |  | Radial wake velocity deficits for radial node 05 and downstream distance 02 of turbine 02 |  | (m/s)
| WkDfVrT2N05D3 |  | Radial wake velocity deficits for radial node 05 and downstream distance 03 of turbine 02 |  | (m/s)
| WkDfVrT2N05D4 |  | Radial wake velocity deficits for radial node 05 and downstream distance 04 of turbine 02 |  | (m/s)
| WkDfVrT2N05D5 |  | Radial wake velocity deficits for radial node 05 and downstream distance 05 of turbine 02 |  | (m/s)
| WkDfVrT2N05D6 |  | Radial wake velocity deficits for radial node 05 and downstream distance 06 of turbine 02 |  | (m/s)
| WkDfVrT2N05D7 |  | Radial wake velocity deficits for radial node 05 and downstream distance 07 of turbine 02 |  | (m/s)
| WkDfVrT2N05D8 |  | Radial wake velocity deficits for radial node 05 and downstream distance 08 of turbine 02 |  | (m/s)
| WkDfVrT2N05D9 |  | Radial wake velocity deficits for radial node 05 and downstream distance 09 of turbine 02 |  | (m/s)
| WkDfVrT2N06D1 |  | Radial wake velocity deficits for radial node 06 and downstream distance 01 of turbine 02 |  | (m/s)
| WkDfVrT2N06D2 |  | Radial wake velocity deficits for radial node 06 and downstream distance 02 of turbine 02 |  | (m/s)
| WkDfVrT2N06D3 |  | Radial wake velocity deficits for radial node 06 and downstream distance 03 of turbine 02 |  | (m/s)
| WkDfVrT2N06D4 |  | Radial wake velocity deficits for radial node 06 and downstream distance 04 of turbine 02 |  | (m/s)
| WkDfVrT2N06D5 |  | Radial wake velocity deficits for radial node 06 and downstream distance 05 of turbine 02 |  | (m/s)
| WkDfVrT2N06D6 |  | Radial wake velocity deficits for radial node 06 and downstream distance 06 of turbine 02 |  | (m/s)
| WkDfVrT2N06D7 |  | Radial wake velocity deficits for radial node 06 and downstream distance 07 of turbine 02 |  | (m/s)
| WkDfVrT2N06D8 |  | Radial wake velocity deficits for radial node 06 and downstream distance 08 of turbine 02 |  | (m/s)
| WkDfVrT2N06D9 |  | Radial wake velocity deficits for radial node 06 and downstream distance 09 of turbine 02 |  | (m/s)
| WkDfVrT2N07D1 |  | Radial wake velocity deficits for radial node 07 and downstream distance 01 of turbine 02 |  | (m/s)
| WkDfVrT2N07D2 |  | Radial wake velocity deficits for radial node 07 and downstream distance 02 of turbine 02 |  | (m/s)
| WkDfVrT2N07D3 |  | Radial wake velocity deficits for radial node 07 and downstream distance 03 of turbine 02 |  | (m/s)
| WkDfVrT2N07D4 |  | Radial wake velocity deficits for radial node 07 and downstream distance 04 of turbine 02 |  | (m/s)
| WkDfVrT2N07D5 |  | Radial wake velocity deficits for radial node 07 and downstream distance 05 of turbine 02 |  | (m/s)
| WkDfVrT2N07D6 |  | Radial wake velocity deficits for radial node 07 and downstream distance 06 of turbine 02 |  | (m/s)
| WkDfVrT2N07D7 |  | Radial wake velocity deficits for radial node 07 and downstream distance 07 of turbine 02 |  | (m/s)
| WkDfVrT2N07D8 |  | Radial wake velocity deficits for radial node 07 and downstream distance 08 of turbine 02 |  | (m/s)
| WkDfVrT2N07D9 |  | Radial wake velocity deficits for radial node 07 and downstream distance 09 of turbine 02 |  | (m/s)
| WkDfVrT2N08D1 |  | Radial wake velocity deficits for radial node 08 and downstream distance 01 of turbine 02 |  | (m/s)
| WkDfVrT2N08D2 |  | Radial wake velocity deficits for radial node 08 and downstream distance 02 of turbine 02 |  | (m/s)
| WkDfVrT2N08D3 |  | Radial wake velocity deficits for radial node 08 and downstream distance 03 of turbine 02 |  | (m/s)
| WkDfVrT2N08D4 |  | Radial wake velocity deficits for radial node 08 and downstream distance 04 of turbine 02 |  | (m/s)
| WkDfVrT2N08D5 |  | Radial wake velocity deficits for radial node 08 and downstream distance 05 of turbine 02 |  | (m/s)
| WkDfVrT2N08D6 |  | Radial wake velocity deficits for radial node 08 and downstream distance 06 of turbine 02 |  | (m/s)
| WkDfVrT2N08D7 |  | Radial wake velocity deficits for radial node 08 and downstream distance 07 of turbine 02 |  | (m/s)
| WkDfVrT2N08D8 |  | Radial wake velocity deficits for radial node 08 and downstream distance 08 of turbine 02 |  | (m/s)
| WkDfVrT2N08D9 |  | Radial wake velocity deficits for radial node 08 and downstream distance 09 of turbine 02 |  | (m/s)
| WkDfVrT2N09D1 |  | Radial wake velocity deficits for radial node 09 and downstream distance 01 of turbine 02 |  | (m/s)
| WkDfVrT2N09D2 |  | Radial wake velocity deficits for radial node 09 and downstream distance 02 of turbine 02 |  | (m/s)
| WkDfVrT2N09D3 |  | Radial wake velocity deficits for radial node 09 and downstream distance 03 of turbine 02 |  | (m/s)
| WkDfVrT2N09D4 |  | Radial wake velocity deficits for radial node 09 and downstream distance 04 of turbine 02 |  | (m/s)
| WkDfVrT2N09D5 |  | Radial wake velocity deficits for radial node 09 and downstream distance 05 of turbine 02 |  | (m/s)
| WkDfVrT2N09D6 |  | Radial wake velocity deficits for radial node 09 and downstream distance 06 of turbine 02 |  | (m/s)
| WkDfVrT2N09D7 |  | Radial wake velocity deficits for radial node 09 and downstream distance 07 of turbine 02 |  | (m/s)
| WkDfVrT2N09D8 |  | Radial wake velocity deficits for radial node 09 and downstream distance 08 of turbine 02 |  | (m/s)
| WkDfVrT2N09D9 |  | Radial wake velocity deficits for radial node 09 and downstream distance 09 of turbine 02 |  | (m/s)
| WkDfVrT2N10D1 |  | Radial wake velocity deficits for radial node 10 and downstream distance 01 of turbine 02 |  | (m/s)
| WkDfVrT2N10D2 |  | Radial wake velocity deficits for radial node 10 and downstream distance 02 of turbine 02 |  | (m/s)
| WkDfVrT2N10D3 |  | Radial wake velocity deficits for radial node 10 and downstream distance 03 of turbine 02 |  | (m/s)
| WkDfVrT2N10D4 |  | Radial wake velocity deficits for radial node 10 and downstream distance 04 of turbine 02 |  | (m/s)
| WkDfVrT2N10D5 |  | Radial wake velocity deficits for radial node 10 and downstream distance 05 of turbine 02 |  | (m/s)
| WkDfVrT2N10D6 |  | Radial wake velocity deficits for radial node 10 and downstream distance 06 of turbine 02 |  | (m/s)
| WkDfVrT2N10D7 |  | Radial wake velocity deficits for radial node 10 and downstream distance 07 of turbine 02 |  | (m/s)
| WkDfVrT2N10D8 |  | Radial wake velocity deficits for radial node 10 and downstream distance 08 of turbine 02 |  | (m/s)
| WkDfVrT2N10D9 |  | Radial wake velocity deficits for radial node 10 and downstream distance 09 of turbine 02 |  | (m/s)
| WkDfVrT2N11D1 |  | Radial wake velocity deficits for radial node 11 and downstream distance 01 of turbine 02 |  | (m/s)
| WkDfVrT2N11D2 |  | Radial wake velocity deficits for radial node 11 and downstream distance 02 of turbine 02 |  | (m/s)
| WkDfVrT2N11D3 |  | Radial wake velocity deficits for radial node 11 and downstream distance 03 of turbine 02 |  | (m/s)
| WkDfVrT2N11D4 |  | Radial wake velocity deficits for radial node 11 and downstream distance 04 of turbine 02 |  | (m/s)
| WkDfVrT2N11D5 |  | Radial wake velocity deficits for radial node 11 and downstream distance 05 of turbine 02 |  | (m/s)
| WkDfVrT2N11D6 |  | Radial wake velocity deficits for radial node 11 and downstream distance 06 of turbine 02 |  | (m/s)
| WkDfVrT2N11D7 |  | Radial wake velocity deficits for radial node 11 and downstream distance 07 of turbine 02 |  | (m/s)
| WkDfVrT2N11D8 |  | Radial wake velocity deficits for radial node 11 and downstream distance 08 of turbine 02 |  | (m/s)
| WkDfVrT2N11D9 |  | Radial wake velocity deficits for radial node 11 and downstream distance 09 of turbine 02 |  | (m/s)
| WkDfVrT2N12D1 |  | Radial wake velocity deficits for radial node 12 and downstream distance 01 of turbine 02 |  | (m/s)
| WkDfVrT2N12D2 |  | Radial wake velocity deficits for radial node 12 and downstream distance 02 of turbine 02 |  | (m/s)
| WkDfVrT2N12D3 |  | Radial wake velocity deficits for radial node 12 and downstream distance 03 of turbine 02 |  | (m/s)
| WkDfVrT2N12D4 |  | Radial wake velocity deficits for radial node 12 and downstream distance 04 of turbine 02 |  | (m/s)
| WkDfVrT2N12D5 |  | Radial wake velocity deficits for radial node 12 and downstream distance 05 of turbine 02 |  | (m/s)
| WkDfVrT2N12D6 |  | Radial wake velocity deficits for radial node 12 and downstream distance 06 of turbine 02 |  | (m/s)
| WkDfVrT2N12D7 |  | Radial wake velocity deficits for radial node 12 and downstream distance 07 of turbine 02 |  | (m/s)
| WkDfVrT2N12D8 |  | Radial wake velocity deficits for radial node 12 and downstream distance 08 of turbine 02 |  | (m/s)
| WkDfVrT2N12D9 |  | Radial wake velocity deficits for radial node 12 and downstream distance 09 of turbine 02 |  | (m/s)
| WkDfVrT2N13D1 |  | Radial wake velocity deficits for radial node 13 and downstream distance 01 of turbine 02 |  | (m/s)
| WkDfVrT2N13D2 |  | Radial wake velocity deficits for radial node 13 and downstream distance 02 of turbine 02 |  | (m/s)
| WkDfVrT2N13D3 |  | Radial wake velocity deficits for radial node 13 and downstream distance 03 of turbine 02 |  | (m/s)
| WkDfVrT2N13D4 |  | Radial wake velocity deficits for radial node 13 and downstream distance 04 of turbine 02 |  | (m/s)
| WkDfVrT2N13D5 |  | Radial wake velocity deficits for radial node 13 and downstream distance 05 of turbine 02 |  | (m/s)
| WkDfVrT2N13D6 |  | Radial wake velocity deficits for radial node 13 and downstream distance 06 of turbine 02 |  | (m/s)
| WkDfVrT2N13D7 |  | Radial wake velocity deficits for radial node 13 and downstream distance 07 of turbine 02 |  | (m/s)
| WkDfVrT2N13D8 |  | Radial wake velocity deficits for radial node 13 and downstream distance 08 of turbine 02 |  | (m/s)
| WkDfVrT2N13D9 |  | Radial wake velocity deficits for radial node 13 and downstream distance 09 of turbine 02 |  | (m/s)
| WkDfVrT2N14D1 |  | Radial wake velocity deficits for radial node 14 and downstream distance 01 of turbine 02 |  | (m/s)
| WkDfVrT2N14D2 |  | Radial wake velocity deficits for radial node 14 and downstream distance 02 of turbine 02 |  | (m/s)
| WkDfVrT2N14D3 |  | Radial wake velocity deficits for radial node 14 and downstream distance 03 of turbine 02 |  | (m/s)
| WkDfVrT2N14D4 |  | Radial wake velocity deficits for radial node 14 and downstream distance 04 of turbine 02 |  | (m/s)
| WkDfVrT2N14D5 |  | Radial wake velocity deficits for radial node 14 and downstream distance 05 of turbine 02 |  | (m/s)
| WkDfVrT2N14D6 |  | Radial wake velocity deficits for radial node 14 and downstream distance 06 of turbine 02 |  | (m/s)
| WkDfVrT2N14D7 |  | Radial wake velocity deficits for radial node 14 and downstream distance 07 of turbine 02 |  | (m/s)
| WkDfVrT2N14D8 |  | Radial wake velocity deficits for radial node 14 and downstream distance 08 of turbine 02 |  | (m/s)
| WkDfVrT2N14D9 |  | Radial wake velocity deficits for radial node 14 and downstream distance 09 of turbine 02 |  | (m/s)
| WkDfVrT2N15D1 |  | Radial wake velocity deficits for radial node 15 and downstream distance 01 of turbine 02 |  | (m/s)
| WkDfVrT2N15D2 |  | Radial wake velocity deficits for radial node 15 and downstream distance 02 of turbine 02 |  | (m/s)
| WkDfVrT2N15D3 |  | Radial wake velocity deficits for radial node 15 and downstream distance 03 of turbine 02 |  | (m/s)
| WkDfVrT2N15D4 |  | Radial wake velocity deficits for radial node 15 and downstream distance 04 of turbine 02 |  | (m/s)
| WkDfVrT2N15D5 |  | Radial wake velocity deficits for radial node 15 and downstream distance 05 of turbine 02 |  | (m/s)
| WkDfVrT2N15D6 |  | Radial wake velocity deficits for radial node 15 and downstream distance 06 of turbine 02 |  | (m/s)
| WkDfVrT2N15D7 |  | Radial wake velocity deficits for radial node 15 and downstream distance 07 of turbine 02 |  | (m/s)
| WkDfVrT2N15D8 |  | Radial wake velocity deficits for radial node 15 and downstream distance 08 of turbine 02 |  | (m/s)
| WkDfVrT2N15D9 |  | Radial wake velocity deficits for radial node 15 and downstream distance 09 of turbine 02 |  | (m/s)
| WkDfVrT2N16D1 |  | Radial wake velocity deficits for radial node 16 and downstream distance 01 of turbine 02 |  | (m/s)
| WkDfVrT2N16D2 |  | Radial wake velocity deficits for radial node 16 and downstream distance 02 of turbine 02 |  | (m/s)
| WkDfVrT2N16D3 |  | Radial wake velocity deficits for radial node 16 and downstream distance 03 of turbine 02 |  | (m/s)
| WkDfVrT2N16D4 |  | Radial wake velocity deficits for radial node 16 and downstream distance 04 of turbine 02 |  | (m/s)
| WkDfVrT2N16D5 |  | Radial wake velocity deficits for radial node 16 and downstream distance 05 of turbine 02 |  | (m/s)
| WkDfVrT2N16D6 |  | Radial wake velocity deficits for radial node 16 and downstream distance 06 of turbine 02 |  | (m/s)
| WkDfVrT2N16D7 |  | Radial wake velocity deficits for radial node 16 and downstream distance 07 of turbine 02 |  | (m/s)
| WkDfVrT2N16D8 |  | Radial wake velocity deficits for radial node 16 and downstream distance 08 of turbine 02 |  | (m/s)
| WkDfVrT2N16D9 |  | Radial wake velocity deficits for radial node 16 and downstream distance 09 of turbine 02 |  | (m/s)
| WkDfVrT2N17D1 |  | Radial wake velocity deficits for radial node 17 and downstream distance 01 of turbine 02 |  | (m/s)
| WkDfVrT2N17D2 |  | Radial wake velocity deficits for radial node 17 and downstream distance 02 of turbine 02 |  | (m/s)
| WkDfVrT2N17D3 |  | Radial wake velocity deficits for radial node 17 and downstream distance 03 of turbine 02 |  | (m/s)
| WkDfVrT2N17D4 |  | Radial wake velocity deficits for radial node 17 and downstream distance 04 of turbine 02 |  | (m/s)
| WkDfVrT2N17D5 |  | Radial wake velocity deficits for radial node 17 and downstream distance 05 of turbine 02 |  | (m/s)
| WkDfVrT2N17D6 |  | Radial wake velocity deficits for radial node 17 and downstream distance 06 of turbine 02 |  | (m/s)
| WkDfVrT2N17D7 |  | Radial wake velocity deficits for radial node 17 and downstream distance 07 of turbine 02 |  | (m/s)
| WkDfVrT2N17D8 |  | Radial wake velocity deficits for radial node 17 and downstream distance 08 of turbine 02 |  | (m/s)
| WkDfVrT2N17D9 |  | Radial wake velocity deficits for radial node 17 and downstream distance 09 of turbine 02 |  | (m/s)
| WkDfVrT2N18D1 |  | Radial wake velocity deficits for radial node 18 and downstream distance 01 of turbine 02 |  | (m/s)
| WkDfVrT2N18D2 |  | Radial wake velocity deficits for radial node 18 and downstream distance 02 of turbine 02 |  | (m/s)
| WkDfVrT2N18D3 |  | Radial wake velocity deficits for radial node 18 and downstream distance 03 of turbine 02 |  | (m/s)
| WkDfVrT2N18D4 |  | Radial wake velocity deficits for radial node 18 and downstream distance 04 of turbine 02 |  | (m/s)
| WkDfVrT2N18D5 |  | Radial wake velocity deficits for radial node 18 and downstream distance 05 of turbine 02 |  | (m/s)
| WkDfVrT2N18D6 |  | Radial wake velocity deficits for radial node 18 and downstream distance 06 of turbine 02 |  | (m/s)
| WkDfVrT2N18D7 |  | Radial wake velocity deficits for radial node 18 and downstream distance 07 of turbine 02 |  | (m/s)
| WkDfVrT2N18D8 |  | Radial wake velocity deficits for radial node 18 and downstream distance 08 of turbine 02 |  | (m/s)
| WkDfVrT2N18D9 |  | Radial wake velocity deficits for radial node 18 and downstream distance 09 of turbine 02 |  | (m/s)
| WkDfVrT2N19D1 |  | Radial wake velocity deficits for radial node 19 and downstream distance 01 of turbine 02 |  | (m/s)
| WkDfVrT2N19D2 |  | Radial wake velocity deficits for radial node 19 and downstream distance 02 of turbine 02 |  | (m/s)
| WkDfVrT2N19D3 |  | Radial wake velocity deficits for radial node 19 and downstream distance 03 of turbine 02 |  | (m/s)
| WkDfVrT2N19D4 |  | Radial wake velocity deficits for radial node 19 and downstream distance 04 of turbine 02 |  | (m/s)
| WkDfVrT2N19D5 |  | Radial wake velocity deficits for radial node 19 and downstream distance 05 of turbine 02 |  | (m/s)
| WkDfVrT2N19D6 |  | Radial wake velocity deficits for radial node 19 and downstream distance 06 of turbine 02 |  | (m/s)
| WkDfVrT2N19D7 |  | Radial wake velocity deficits for radial node 19 and downstream distance 07 of turbine 02 |  | (m/s)
| WkDfVrT2N19D8 |  | Radial wake velocity deficits for radial node 19 and downstream distance 08 of turbine 02 |  | (m/s)
| WkDfVrT2N19D9 |  | Radial wake velocity deficits for radial node 19 and downstream distance 09 of turbine 02 |  | (m/s)
| WkDfVrT2N20D1 |  | Radial wake velocity deficits for radial node 20 and downstream distance 01 of turbine 02 |  | (m/s)
| WkDfVrT2N20D2 |  | Radial wake velocity deficits for radial node 20 and downstream distance 02 of turbine 02 |  | (m/s)
| WkDfVrT2N20D3 |  | Radial wake velocity deficits for radial node 20 and downstream distance 03 of turbine 02 |  | (m/s)
| WkDfVrT2N20D4 |  | Radial wake velocity deficits for radial node 20 and downstream distance 04 of turbine 02 |  | (m/s)
| WkDfVrT2N20D5 |  | Radial wake velocity deficits for radial node 20 and downstream distance 05 of turbine 02 |  | (m/s)
| WkDfVrT2N20D6 |  | Radial wake velocity deficits for radial node 20 and downstream distance 06 of turbine 02 |  | (m/s)
| WkDfVrT2N20D7 |  | Radial wake velocity deficits for radial node 20 and downstream distance 07 of turbine 02 |  | (m/s)
| WkDfVrT2N20D8 |  | Radial wake velocity deficits for radial node 20 and downstream distance 08 of turbine 02 |  | (m/s)
| WkDfVrT2N20D9 |  | Radial wake velocity deficits for radial node 20 and downstream distance 09 of turbine 02 |  | (m/s)
| WkDfVrT3N01D1 |  | Radial wake velocity deficits for radial node 01 and downstream distance 01 of turbine 03 |  | (m/s)
| WkDfVrT3N01D2 |  | Radial wake velocity deficits for radial node 01 and downstream distance 02 of turbine 03 |  | (m/s)
| WkDfVrT3N01D3 |  | Radial wake velocity deficits for radial node 01 and downstream distance 03 of turbine 03 |  | (m/s)
| WkDfVrT3N01D4 |  | Radial wake velocity deficits for radial node 01 and downstream distance 04 of turbine 03 |  | (m/s)
| WkDfVrT3N01D5 |  | Radial wake velocity deficits for radial node 01 and downstream distance 05 of turbine 03 |  | (m/s)
| WkDfVrT3N01D6 |  | Radial wake velocity deficits for radial node 01 and downstream distance 06 of turbine 03 |  | (m/s)
| WkDfVrT3N01D7 |  | Radial wake velocity deficits for radial node 01 and downstream distance 07 of turbine 03 |  | (m/s)
| WkDfVrT3N01D8 |  | Radial wake velocity deficits for radial node 01 and downstream distance 08 of turbine 03 |  | (m/s)
| WkDfVrT3N01D9 |  | Radial wake velocity deficits for radial node 01 and downstream distance 09 of turbine 03 |  | (m/s)
| WkDfVrT3N02D1 |  | Radial wake velocity deficits for radial node 02 and downstream distance 01 of turbine 03 |  | (m/s)
| WkDfVrT3N02D2 |  | Radial wake velocity deficits for radial node 02 and downstream distance 02 of turbine 03 |  | (m/s)
| WkDfVrT3N02D3 |  | Radial wake velocity deficits for radial node 02 and downstream distance 03 of turbine 03 |  | (m/s)
| WkDfVrT3N02D4 |  | Radial wake velocity deficits for radial node 02 and downstream distance 04 of turbine 03 |  | (m/s)
| WkDfVrT3N02D5 |  | Radial wake velocity deficits for radial node 02 and downstream distance 05 of turbine 03 |  | (m/s)
| WkDfVrT3N02D6 |  | Radial wake velocity deficits for radial node 02 and downstream distance 06 of turbine 03 |  | (m/s)
| WkDfVrT3N02D7 |  | Radial wake velocity deficits for radial node 02 and downstream distance 07 of turbine 03 |  | (m/s)
| WkDfVrT3N02D8 |  | Radial wake velocity deficits for radial node 02 and downstream distance 08 of turbine 03 |  | (m/s)
| WkDfVrT3N02D9 |  | Radial wake velocity deficits for radial node 02 and downstream distance 09 of turbine 03 |  | (m/s)
| WkDfVrT3N03D1 |  | Radial wake velocity deficits for radial node 03 and downstream distance 01 of turbine 03 |  | (m/s)
| WkDfVrT3N03D2 |  | Radial wake velocity deficits for radial node 03 and downstream distance 02 of turbine 03 |  | (m/s)
| WkDfVrT3N03D3 |  | Radial wake velocity deficits for radial node 03 and downstream distance 03 of turbine 03 |  | (m/s)
| WkDfVrT3N03D4 |  | Radial wake velocity deficits for radial node 03 and downstream distance 04 of turbine 03 |  | (m/s)
| WkDfVrT3N03D5 |  | Radial wake velocity deficits for radial node 03 and downstream distance 05 of turbine 03 |  | (m/s)
| WkDfVrT3N03D6 |  | Radial wake velocity deficits for radial node 03 and downstream distance 06 of turbine 03 |  | (m/s)
| WkDfVrT3N03D7 |  | Radial wake velocity deficits for radial node 03 and downstream distance 07 of turbine 03 |  | (m/s)
| WkDfVrT3N03D8 |  | Radial wake velocity deficits for radial node 03 and downstream distance 08 of turbine 03 |  | (m/s)
| WkDfVrT3N03D9 |  | Radial wake velocity deficits for radial node 03 and downstream distance 09 of turbine 03 |  | (m/s)
| WkDfVrT3N04D1 |  | Radial wake velocity deficits for radial node 04 and downstream distance 01 of turbine 03 |  | (m/s)
| WkDfVrT3N04D2 |  | Radial wake velocity deficits for radial node 04 and downstream distance 02 of turbine 03 |  | (m/s)
| WkDfVrT3N04D3 |  | Radial wake velocity deficits for radial node 04 and downstream distance 03 of turbine 03 |  | (m/s)
| WkDfVrT3N04D4 |  | Radial wake velocity deficits for radial node 04 and downstream distance 04 of turbine 03 |  | (m/s)
| WkDfVrT3N04D5 |  | Radial wake velocity deficits for radial node 04 and downstream distance 05 of turbine 03 |  | (m/s)
| WkDfVrT3N04D6 |  | Radial wake velocity deficits for radial node 04 and downstream distance 06 of turbine 03 |  | (m/s)
| WkDfVrT3N04D7 |  | Radial wake velocity deficits for radial node 04 and downstream distance 07 of turbine 03 |  | (m/s)
| WkDfVrT3N04D8 |  | Radial wake velocity deficits for radial node 04 and downstream distance 08 of turbine 03 |  | (m/s)
| WkDfVrT3N04D9 |  | Radial wake velocity deficits for radial node 04 and downstream distance 09 of turbine 03 |  | (m/s)
| WkDfVrT3N05D1 |  | Radial wake velocity deficits for radial node 05 and downstream distance 01 of turbine 03 |  | (m/s)
| WkDfVrT3N05D2 |  | Radial wake velocity deficits for radial node 05 and downstream distance 02 of turbine 03 |  | (m/s)
| WkDfVrT3N05D3 |  | Radial wake velocity deficits for radial node 05 and downstream distance 03 of turbine 03 |  | (m/s)
| WkDfVrT3N05D4 |  | Radial wake velocity deficits for radial node 05 and downstream distance 04 of turbine 03 |  | (m/s)
| WkDfVrT3N05D5 |  | Radial wake velocity deficits for radial node 05 and downstream distance 05 of turbine 03 |  | (m/s)
| WkDfVrT3N05D6 |  | Radial wake velocity deficits for radial node 05 and downstream distance 06 of turbine 03 |  | (m/s)
| WkDfVrT3N05D7 |  | Radial wake velocity deficits for radial node 05 and downstream distance 07 of turbine 03 |  | (m/s)
| WkDfVrT3N05D8 |  | Radial wake velocity deficits for radial node 05 and downstream distance 08 of turbine 03 |  | (m/s)
| WkDfVrT3N05D9 |  | Radial wake velocity deficits for radial node 05 and downstream distance 09 of turbine 03 |  | (m/s)
| WkDfVrT3N06D1 |  | Radial wake velocity deficits for radial node 06 and downstream distance 01 of turbine 03 |  | (m/s)
| WkDfVrT3N06D2 |  | Radial wake velocity deficits for radial node 06 and downstream distance 02 of turbine 03 |  | (m/s)
| WkDfVrT3N06D3 |  | Radial wake velocity deficits for radial node 06 and downstream distance 03 of turbine 03 |  | (m/s)
| WkDfVrT3N06D4 |  | Radial wake velocity deficits for radial node 06 and downstream distance 04 of turbine 03 |  | (m/s)
| WkDfVrT3N06D5 |  | Radial wake velocity deficits for radial node 06 and downstream distance 05 of turbine 03 |  | (m/s)
| WkDfVrT3N06D6 |  | Radial wake velocity deficits for radial node 06 and downstream distance 06 of turbine 03 |  | (m/s)
| WkDfVrT3N06D7 |  | Radial wake velocity deficits for radial node 06 and downstream distance 07 of turbine 03 |  | (m/s)
| WkDfVrT3N06D8 |  | Radial wake velocity deficits for radial node 06 and downstream distance 08 of turbine 03 |  | (m/s)
| WkDfVrT3N06D9 |  | Radial wake velocity deficits for radial node 06 and downstream distance 09 of turbine 03 |  | (m/s)
| WkDfVrT3N07D1 |  | Radial wake velocity deficits for radial node 07 and downstream distance 01 of turbine 03 |  | (m/s)
| WkDfVrT3N07D2 |  | Radial wake velocity deficits for radial node 07 and downstream distance 02 of turbine 03 |  | (m/s)
| WkDfVrT3N07D3 |  | Radial wake velocity deficits for radial node 07 and downstream distance 03 of turbine 03 |  | (m/s)
| WkDfVrT3N07D4 |  | Radial wake velocity deficits for radial node 07 and downstream distance 04 of turbine 03 |  | (m/s)
| WkDfVrT3N07D5 |  | Radial wake velocity deficits for radial node 07 and downstream distance 05 of turbine 03 |  | (m/s)
| WkDfVrT3N07D6 |  | Radial wake velocity deficits for radial node 07 and downstream distance 06 of turbine 03 |  | (m/s)
| WkDfVrT3N07D7 |  | Radial wake velocity deficits for radial node 07 and downstream distance 07 of turbine 03 |  | (m/s)
| WkDfVrT3N07D8 |  | Radial wake velocity deficits for radial node 07 and downstream distance 08 of turbine 03 |  | (m/s)
| WkDfVrT3N07D9 |  | Radial wake velocity deficits for radial node 07 and downstream distance 09 of turbine 03 |  | (m/s)
| WkDfVrT3N08D1 |  | Radial wake velocity deficits for radial node 08 and downstream distance 01 of turbine 03 |  | (m/s)
| WkDfVrT3N08D2 |  | Radial wake velocity deficits for radial node 08 and downstream distance 02 of turbine 03 |  | (m/s)
| WkDfVrT3N08D3 |  | Radial wake velocity deficits for radial node 08 and downstream distance 03 of turbine 03 |  | (m/s)
| WkDfVrT3N08D4 |  | Radial wake velocity deficits for radial node 08 and downstream distance 04 of turbine 03 |  | (m/s)
| WkDfVrT3N08D5 |  | Radial wake velocity deficits for radial node 08 and downstream distance 05 of turbine 03 |  | (m/s)
| WkDfVrT3N08D6 |  | Radial wake velocity deficits for radial node 08 and downstream distance 06 of turbine 03 |  | (m/s)
| WkDfVrT3N08D7 |  | Radial wake velocity deficits for radial node 08 and downstream distance 07 of turbine 03 |  | (m/s)
| WkDfVrT3N08D8 |  | Radial wake velocity deficits for radial node 08 and downstream distance 08 of turbine 03 |  | (m/s)
| WkDfVrT3N08D9 |  | Radial wake velocity deficits for radial node 08 and downstream distance 09 of turbine 03 |  | (m/s)
| WkDfVrT3N09D1 |  | Radial wake velocity deficits for radial node 09 and downstream distance 01 of turbine 03 |  | (m/s)
| WkDfVrT3N09D2 |  | Radial wake velocity deficits for radial node 09 and downstream distance 02 of turbine 03 |  | (m/s)
| WkDfVrT3N09D3 |  | Radial wake velocity deficits for radial node 09 and downstream distance 03 of turbine 03 |  | (m/s)
| WkDfVrT3N09D4 |  | Radial wake velocity deficits for radial node 09 and downstream distance 04 of turbine 03 |  | (m/s)
| WkDfVrT3N09D5 |  | Radial wake velocity deficits for radial node 09 and downstream distance 05 of turbine 03 |  | (m/s)
| WkDfVrT3N09D6 |  | Radial wake velocity deficits for radial node 09 and downstream distance 06 of turbine 03 |  | (m/s)
| WkDfVrT3N09D7 |  | Radial wake velocity deficits for radial node 09 and downstream distance 07 of turbine 03 |  | (m/s)
| WkDfVrT3N09D8 |  | Radial wake velocity deficits for radial node 09 and downstream distance 08 of turbine 03 |  | (m/s)
| WkDfVrT3N09D9 |  | Radial wake velocity deficits for radial node 09 and downstream distance 09 of turbine 03 |  | (m/s)
| WkDfVrT3N10D1 |  | Radial wake velocity deficits for radial node 10 and downstream distance 01 of turbine 03 |  | (m/s)
| WkDfVrT3N10D2 |  | Radial wake velocity deficits for radial node 10 and downstream distance 02 of turbine 03 |  | (m/s)
| WkDfVrT3N10D3 |  | Radial wake velocity deficits for radial node 10 and downstream distance 03 of turbine 03 |  | (m/s)
| WkDfVrT3N10D4 |  | Radial wake velocity deficits for radial node 10 and downstream distance 04 of turbine 03 |  | (m/s)
| WkDfVrT3N10D5 |  | Radial wake velocity deficits for radial node 10 and downstream distance 05 of turbine 03 |  | (m/s)
| WkDfVrT3N10D6 |  | Radial wake velocity deficits for radial node 10 and downstream distance 06 of turbine 03 |  | (m/s)
| WkDfVrT3N10D7 |  | Radial wake velocity deficits for radial node 10 and downstream distance 07 of turbine 03 |  | (m/s)
| WkDfVrT3N10D8 |  | Radial wake velocity deficits for radial node 10 and downstream distance 08 of turbine 03 |  | (m/s)
| WkDfVrT3N10D9 |  | Radial wake velocity deficits for radial node 10 and downstream distance 09 of turbine 03 |  | (m/s)
| WkDfVrT3N11D1 |  | Radial wake velocity deficits for radial node 11 and downstream distance 01 of turbine 03 |  | (m/s)
| WkDfVrT3N11D2 |  | Radial wake velocity deficits for radial node 11 and downstream distance 02 of turbine 03 |  | (m/s)
| WkDfVrT3N11D3 |  | Radial wake velocity deficits for radial node 11 and downstream distance 03 of turbine 03 |  | (m/s)
| WkDfVrT3N11D4 |  | Radial wake velocity deficits for radial node 11 and downstream distance 04 of turbine 03 |  | (m/s)
| WkDfVrT3N11D5 |  | Radial wake velocity deficits for radial node 11 and downstream distance 05 of turbine 03 |  | (m/s)
| WkDfVrT3N11D6 |  | Radial wake velocity deficits for radial node 11 and downstream distance 06 of turbine 03 |  | (m/s)
| WkDfVrT3N11D7 |  | Radial wake velocity deficits for radial node 11 and downstream distance 07 of turbine 03 |  | (m/s)
| WkDfVrT3N11D8 |  | Radial wake velocity deficits for radial node 11 and downstream distance 08 of turbine 03 |  | (m/s)
| WkDfVrT3N11D9 |  | Radial wake velocity deficits for radial node 11 and downstream distance 09 of turbine 03 |  | (m/s)
| WkDfVrT3N12D1 |  | Radial wake velocity deficits for radial node 12 and downstream distance 01 of turbine 03 |  | (m/s)
| WkDfVrT3N12D2 |  | Radial wake velocity deficits for radial node 12 and downstream distance 02 of turbine 03 |  | (m/s)
| WkDfVrT3N12D3 |  | Radial wake velocity deficits for radial node 12 and downstream distance 03 of turbine 03 |  | (m/s)
| WkDfVrT3N12D4 |  | Radial wake velocity deficits for radial node 12 and downstream distance 04 of turbine 03 |  | (m/s)
| WkDfVrT3N12D5 |  | Radial wake velocity deficits for radial node 12 and downstream distance 05 of turbine 03 |  | (m/s)
| WkDfVrT3N12D6 |  | Radial wake velocity deficits for radial node 12 and downstream distance 06 of turbine 03 |  | (m/s)
| WkDfVrT3N12D7 |  | Radial wake velocity deficits for radial node 12 and downstream distance 07 of turbine 03 |  | (m/s)
| WkDfVrT3N12D8 |  | Radial wake velocity deficits for radial node 12 and downstream distance 08 of turbine 03 |  | (m/s)
| WkDfVrT3N12D9 |  | Radial wake velocity deficits for radial node 12 and downstream distance 09 of turbine 03 |  | (m/s)
| WkDfVrT3N13D1 |  | Radial wake velocity deficits for radial node 13 and downstream distance 01 of turbine 03 |  | (m/s)
| WkDfVrT3N13D2 |  | Radial wake velocity deficits for radial node 13 and downstream distance 02 of turbine 03 |  | (m/s)
| WkDfVrT3N13D3 |  | Radial wake velocity deficits for radial node 13 and downstream distance 03 of turbine 03 |  | (m/s)
| WkDfVrT3N13D4 |  | Radial wake velocity deficits for radial node 13 and downstream distance 04 of turbine 03 |  | (m/s)
| WkDfVrT3N13D5 |  | Radial wake velocity deficits for radial node 13 and downstream distance 05 of turbine 03 |  | (m/s)
| WkDfVrT3N13D6 |  | Radial wake velocity deficits for radial node 13 and downstream distance 06 of turbine 03 |  | (m/s)
| WkDfVrT3N13D7 |  | Radial wake velocity deficits for radial node 13 and downstream distance 07 of turbine 03 |  | (m/s)
| WkDfVrT3N13D8 |  | Radial wake velocity deficits for radial node 13 and downstream distance 08 of turbine 03 |  | (m/s)
| WkDfVrT3N13D9 |  | Radial wake velocity deficits for radial node 13 and downstream distance 09 of turbine 03 |  | (m/s)
| WkDfVrT3N14D1 |  | Radial wake velocity deficits for radial node 14 and downstream distance 01 of turbine 03 |  | (m/s)
| WkDfVrT3N14D2 |  | Radial wake velocity deficits for radial node 14 and downstream distance 02 of turbine 03 |  | (m/s)
| WkDfVrT3N14D3 |  | Radial wake velocity deficits for radial node 14 and downstream distance 03 of turbine 03 |  | (m/s)
| WkDfVrT3N14D4 |  | Radial wake velocity deficits for radial node 14 and downstream distance 04 of turbine 03 |  | (m/s)
| WkDfVrT3N14D5 |  | Radial wake velocity deficits for radial node 14 and downstream distance 05 of turbine 03 |  | (m/s)
| WkDfVrT3N14D6 |  | Radial wake velocity deficits for radial node 14 and downstream distance 06 of turbine 03 |  | (m/s)
| WkDfVrT3N14D7 |  | Radial wake velocity deficits for radial node 14 and downstream distance 07 of turbine 03 |  | (m/s)
| WkDfVrT3N14D8 |  | Radial wake velocity deficits for radial node 14 and downstream distance 08 of turbine 03 |  | (m/s)
| WkDfVrT3N14D9 |  | Radial wake velocity deficits for radial node 14 and downstream distance 09 of turbine 03 |  | (m/s)
| WkDfVrT3N15D1 |  | Radial wake velocity deficits for radial node 15 and downstream distance 01 of turbine 03 |  | (m/s)
| WkDfVrT3N15D2 |  | Radial wake velocity deficits for radial node 15 and downstream distance 02 of turbine 03 |  | (m/s)
| WkDfVrT3N15D3 |  | Radial wake velocity deficits for radial node 15 and downstream distance 03 of turbine 03 |  | (m/s)
| WkDfVrT3N15D4 |  | Radial wake velocity deficits for radial node 15 and downstream distance 04 of turbine 03 |  | (m/s)
| WkDfVrT3N15D5 |  | Radial wake velocity deficits for radial node 15 and downstream distance 05 of turbine 03 |  | (m/s)
| WkDfVrT3N15D6 |  | Radial wake velocity deficits for radial node 15 and downstream distance 06 of turbine 03 |  | (m/s)
| WkDfVrT3N15D7 |  | Radial wake velocity deficits for radial node 15 and downstream distance 07 of turbine 03 |  | (m/s)
| WkDfVrT3N15D8 |  | Radial wake velocity deficits for radial node 15 and downstream distance 08 of turbine 03 |  | (m/s)
| WkDfVrT3N15D9 |  | Radial wake velocity deficits for radial node 15 and downstream distance 09 of turbine 03 |  | (m/s)
| WkDfVrT3N16D1 |  | Radial wake velocity deficits for radial node 16 and downstream distance 01 of turbine 03 |  | (m/s)
| WkDfVrT3N16D2 |  | Radial wake velocity deficits for radial node 16 and downstream distance 02 of turbine 03 |  | (m/s)
| WkDfVrT3N16D3 |  | Radial wake velocity deficits for radial node 16 and downstream distance 03 of turbine 03 |  | (m/s)
| WkDfVrT3N16D4 |  | Radial wake velocity deficits for radial node 16 and downstream distance 04 of turbine 03 |  | (m/s)
| WkDfVrT3N16D5 |  | Radial wake velocity deficits for radial node 16 and downstream distance 05 of turbine 03 |  | (m/s)
| WkDfVrT3N16D6 |  | Radial wake velocity deficits for radial node 16 and downstream distance 06 of turbine 03 |  | (m/s)
| WkDfVrT3N16D7 |  | Radial wake velocity deficits for radial node 16 and downstream distance 07 of turbine 03 |  | (m/s)
| WkDfVrT3N16D8 |  | Radial wake velocity deficits for radial node 16 and downstream distance 08 of turbine 03 |  | (m/s)
| WkDfVrT3N16D9 |  | Radial wake velocity deficits for radial node 16 and downstream distance 09 of turbine 03 |  | (m/s)
| WkDfVrT3N17D1 |  | Radial wake velocity deficits for radial node 17 and downstream distance 01 of turbine 03 |  | (m/s)
| WkDfVrT3N17D2 |  | Radial wake velocity deficits for radial node 17 and downstream distance 02 of turbine 03 |  | (m/s)
| WkDfVrT3N17D3 |  | Radial wake velocity deficits for radial node 17 and downstream distance 03 of turbine 03 |  | (m/s)
| WkDfVrT3N17D4 |  | Radial wake velocity deficits for radial node 17 and downstream distance 04 of turbine 03 |  | (m/s)
| WkDfVrT3N17D5 |  | Radial wake velocity deficits for radial node 17 and downstream distance 05 of turbine 03 |  | (m/s)
| WkDfVrT3N17D6 |  | Radial wake velocity deficits for radial node 17 and downstream distance 06 of turbine 03 |  | (m/s)
| WkDfVrT3N17D7 |  | Radial wake velocity deficits for radial node 17 and downstream distance 07 of turbine 03 |  | (m/s)
| WkDfVrT3N17D8 |  | Radial wake velocity deficits for radial node 17 and downstream distance 08 of turbine 03 |  | (m/s)
| WkDfVrT3N17D9 |  | Radial wake velocity deficits for radial node 17 and downstream distance 09 of turbine 03 |  | (m/s)
| WkDfVrT3N18D1 |  | Radial wake velocity deficits for radial node 18 and downstream distance 01 of turbine 03 |  | (m/s)
| WkDfVrT3N18D2 |  | Radial wake velocity deficits for radial node 18 and downstream distance 02 of turbine 03 |  | (m/s)
| WkDfVrT3N18D3 |  | Radial wake velocity deficits for radial node 18 and downstream distance 03 of turbine 03 |  | (m/s)
| WkDfVrT3N18D4 |  | Radial wake velocity deficits for radial node 18 and downstream distance 04 of turbine 03 |  | (m/s)
| WkDfVrT3N18D5 |  | Radial wake velocity deficits for radial node 18 and downstream distance 05 of turbine 03 |  | (m/s)
| WkDfVrT3N18D6 |  | Radial wake velocity deficits for radial node 18 and downstream distance 06 of turbine 03 |  | (m/s)
| WkDfVrT3N18D7 |  | Radial wake velocity deficits for radial node 18 and downstream distance 07 of turbine 03 |  | (m/s)
| WkDfVrT3N18D8 |  | Radial wake velocity deficits for radial node 18 and downstream distance 08 of turbine 03 |  | (m/s)
| WkDfVrT3N18D9 |  | Radial wake velocity deficits for radial node 18 and downstream distance 09 of turbine 03 |  | (m/s)
| WkDfVrT3N19D1 |  | Radial wake velocity deficits for radial node 19 and downstream distance 01 of turbine 03 |  | (m/s)
| WkDfVrT3N19D2 |  | Radial wake velocity deficits for radial node 19 and downstream distance 02 of turbine 03 |  | (m/s)
| WkDfVrT3N19D3 |  | Radial wake velocity deficits for radial node 19 and downstream distance 03 of turbine 03 |  | (m/s)
| WkDfVrT3N19D4 |  | Radial wake velocity deficits for radial node 19 and downstream distance 04 of turbine 03 |  | (m/s)
| WkDfVrT3N19D5 |  | Radial wake velocity deficits for radial node 19 and downstream distance 05 of turbine 03 |  | (m/s)
| WkDfVrT3N19D6 |  | Radial wake velocity deficits for radial node 19 and downstream distance 06 of turbine 03 |  | (m/s)
| WkDfVrT3N19D7 |  | Radial wake velocity deficits for radial node 19 and downstream distance 07 of turbine 03 |  | (m/s)
| WkDfVrT3N19D8 |  | Radial wake velocity deficits for radial node 19 and downstream distance 08 of turbine 03 |  | (m/s)
| WkDfVrT3N19D9 |  | Radial wake velocity deficits for radial node 19 and downstream distance 09 of turbine 03 |  | (m/s)
| WkDfVrT3N20D1 |  | Radial wake velocity deficits for radial node 20 and downstream distance 01 of turbine 03 |  | (m/s)
| WkDfVrT3N20D2 |  | Radial wake velocity deficits for radial node 20 and downstream distance 02 of turbine 03 |  | (m/s)
| WkDfVrT3N20D3 |  | Radial wake velocity deficits for radial node 20 and downstream distance 03 of turbine 03 |  | (m/s)
| WkDfVrT3N20D4 |  | Radial wake velocity deficits for radial node 20 and downstream distance 04 of turbine 03 |  | (m/s)
| WkDfVrT3N20D5 |  | Radial wake velocity deficits for radial node 20 and downstream distance 05 of turbine 03 |  | (m/s)
| WkDfVrT3N20D6 |  | Radial wake velocity deficits for radial node 20 and downstream distance 06 of turbine 03 |  | (m/s)
| WkDfVrT3N20D7 |  | Radial wake velocity deficits for radial node 20 and downstream distance 07 of turbine 03 |  | (m/s)
| WkDfVrT3N20D8 |  | Radial wake velocity deficits for radial node 20 and downstream distance 08 of turbine 03 |  | (m/s)
| WkDfVrT3N20D9 |  | Radial wake velocity deficits for radial node 20 and downstream distance 09 of turbine 03 |  | (m/s)
| WkDfVrT4N01D1 |  | Radial wake velocity deficits for radial node 01 and downstream distance 01 of turbine 04 |  | (m/s)
| WkDfVrT4N01D2 |  | Radial wake velocity deficits for radial node 01 and downstream distance 02 of turbine 04 |  | (m/s)
| WkDfVrT4N01D3 |  | Radial wake velocity deficits for radial node 01 and downstream distance 03 of turbine 04 |  | (m/s)
| WkDfVrT4N01D4 |  | Radial wake velocity deficits for radial node 01 and downstream distance 04 of turbine 04 |  | (m/s)
| WkDfVrT4N01D5 |  | Radial wake velocity deficits for radial node 01 and downstream distance 05 of turbine 04 |  | (m/s)
| WkDfVrT4N01D6 |  | Radial wake velocity deficits for radial node 01 and downstream distance 06 of turbine 04 |  | (m/s)
| WkDfVrT4N01D7 |  | Radial wake velocity deficits for radial node 01 and downstream distance 07 of turbine 04 |  | (m/s)
| WkDfVrT4N01D8 |  | Radial wake velocity deficits for radial node 01 and downstream distance 08 of turbine 04 |  | (m/s)
| WkDfVrT4N01D9 |  | Radial wake velocity deficits for radial node 01 and downstream distance 09 of turbine 04 |  | (m/s)
| WkDfVrT4N02D1 |  | Radial wake velocity deficits for radial node 02 and downstream distance 01 of turbine 04 |  | (m/s)
| WkDfVrT4N02D2 |  | Radial wake velocity deficits for radial node 02 and downstream distance 02 of turbine 04 |  | (m/s)
| WkDfVrT4N02D3 |  | Radial wake velocity deficits for radial node 02 and downstream distance 03 of turbine 04 |  | (m/s)
| WkDfVrT4N02D4 |  | Radial wake velocity deficits for radial node 02 and downstream distance 04 of turbine 04 |  | (m/s)
| WkDfVrT4N02D5 |  | Radial wake velocity deficits for radial node 02 and downstream distance 05 of turbine 04 |  | (m/s)
| WkDfVrT4N02D6 |  | Radial wake velocity deficits for radial node 02 and downstream distance 06 of turbine 04 |  | (m/s)
| WkDfVrT4N02D7 |  | Radial wake velocity deficits for radial node 02 and downstream distance 07 of turbine 04 |  | (m/s)
| WkDfVrT4N02D8 |  | Radial wake velocity deficits for radial node 02 and downstream distance 08 of turbine 04 |  | (m/s)
| WkDfVrT4N02D9 |  | Radial wake velocity deficits for radial node 02 and downstream distance 09 of turbine 04 |  | (m/s)
| WkDfVrT4N03D1 |  | Radial wake velocity deficits for radial node 03 and downstream distance 01 of turbine 04 |  | (m/s)
| WkDfVrT4N03D2 |  | Radial wake velocity deficits for radial node 03 and downstream distance 02 of turbine 04 |  | (m/s)
| WkDfVrT4N03D3 |  | Radial wake velocity deficits for radial node 03 and downstream distance 03 of turbine 04 |  | (m/s)
| WkDfVrT4N03D4 |  | Radial wake velocity deficits for radial node 03 and downstream distance 04 of turbine 04 |  | (m/s)
| WkDfVrT4N03D5 |  | Radial wake velocity deficits for radial node 03 and downstream distance 05 of turbine 04 |  | (m/s)
| WkDfVrT4N03D6 |  | Radial wake velocity deficits for radial node 03 and downstream distance 06 of turbine 04 |  | (m/s)
| WkDfVrT4N03D7 |  | Radial wake velocity deficits for radial node 03 and downstream distance 07 of turbine 04 |  | (m/s)
| WkDfVrT4N03D8 |  | Radial wake velocity deficits for radial node 03 and downstream distance 08 of turbine 04 |  | (m/s)
| WkDfVrT4N03D9 |  | Radial wake velocity deficits for radial node 03 and downstream distance 09 of turbine 04 |  | (m/s)
| WkDfVrT4N04D1 |  | Radial wake velocity deficits for radial node 04 and downstream distance 01 of turbine 04 |  | (m/s)
| WkDfVrT4N04D2 |  | Radial wake velocity deficits for radial node 04 and downstream distance 02 of turbine 04 |  | (m/s)
| WkDfVrT4N04D3 |  | Radial wake velocity deficits for radial node 04 and downstream distance 03 of turbine 04 |  | (m/s)
| WkDfVrT4N04D4 |  | Radial wake velocity deficits for radial node 04 and downstream distance 04 of turbine 04 |  | (m/s)
| WkDfVrT4N04D5 |  | Radial wake velocity deficits for radial node 04 and downstream distance 05 of turbine 04 |  | (m/s)
| WkDfVrT4N04D6 |  | Radial wake velocity deficits for radial node 04 and downstream distance 06 of turbine 04 |  | (m/s)
| WkDfVrT4N04D7 |  | Radial wake velocity deficits for radial node 04 and downstream distance 07 of turbine 04 |  | (m/s)
| WkDfVrT4N04D8 |  | Radial wake velocity deficits for radial node 04 and downstream distance 08 of turbine 04 |  | (m/s)
| WkDfVrT4N04D9 |  | Radial wake velocity deficits for radial node 04 and downstream distance 09 of turbine 04 |  | (m/s)
| WkDfVrT4N05D1 |  | Radial wake velocity deficits for radial node 05 and downstream distance 01 of turbine 04 |  | (m/s)
| WkDfVrT4N05D2 |  | Radial wake velocity deficits for radial node 05 and downstream distance 02 of turbine 04 |  | (m/s)
| WkDfVrT4N05D3 |  | Radial wake velocity deficits for radial node 05 and downstream distance 03 of turbine 04 |  | (m/s)
| WkDfVrT4N05D4 |  | Radial wake velocity deficits for radial node 05 and downstream distance 04 of turbine 04 |  | (m/s)
| WkDfVrT4N05D5 |  | Radial wake velocity deficits for radial node 05 and downstream distance 05 of turbine 04 |  | (m/s)
| WkDfVrT4N05D6 |  | Radial wake velocity deficits for radial node 05 and downstream distance 06 of turbine 04 |  | (m/s)
| WkDfVrT4N05D7 |  | Radial wake velocity deficits for radial node 05 and downstream distance 07 of turbine 04 |  | (m/s)
| WkDfVrT4N05D8 |  | Radial wake velocity deficits for radial node 05 and downstream distance 08 of turbine 04 |  | (m/s)
| WkDfVrT4N05D9 |  | Radial wake velocity deficits for radial node 05 and downstream distance 09 of turbine 04 |  | (m/s)
| WkDfVrT4N06D1 |  | Radial wake velocity deficits for radial node 06 and downstream distance 01 of turbine 04 |  | (m/s)
| WkDfVrT4N06D2 |  | Radial wake velocity deficits for radial node 06 and downstream distance 02 of turbine 04 |  | (m/s)
| WkDfVrT4N06D3 |  | Radial wake velocity deficits for radial node 06 and downstream distance 03 of turbine 04 |  | (m/s)
| WkDfVrT4N06D4 |  | Radial wake velocity deficits for radial node 06 and downstream distance 04 of turbine 04 |  | (m/s)
| WkDfVrT4N06D5 |  | Radial wake velocity deficits for radial node 06 and downstream distance 05 of turbine 04 |  | (m/s)
| WkDfVrT4N06D6 |  | Radial wake velocity deficits for radial node 06 and downstream distance 06 of turbine 04 |  | (m/s)
| WkDfVrT4N06D7 |  | Radial wake velocity deficits for radial node 06 and downstream distance 07 of turbine 04 |  | (m/s)
| WkDfVrT4N06D8 |  | Radial wake velocity deficits for radial node 06 and downstream distance 08 of turbine 04 |  | (m/s)
| WkDfVrT4N06D9 |  | Radial wake velocity deficits for radial node 06 and downstream distance 09 of turbine 04 |  | (m/s)
| WkDfVrT4N07D1 |  | Radial wake velocity deficits for radial node 07 and downstream distance 01 of turbine 04 |  | (m/s)
| WkDfVrT4N07D2 |  | Radial wake velocity deficits for radial node 07 and downstream distance 02 of turbine 04 |  | (m/s)
| WkDfVrT4N07D3 |  | Radial wake velocity deficits for radial node 07 and downstream distance 03 of turbine 04 |  | (m/s)
| WkDfVrT4N07D4 |  | Radial wake velocity deficits for radial node 07 and downstream distance 04 of turbine 04 |  | (m/s)
| WkDfVrT4N07D5 |  | Radial wake velocity deficits for radial node 07 and downstream distance 05 of turbine 04 |  | (m/s)
| WkDfVrT4N07D6 |  | Radial wake velocity deficits for radial node 07 and downstream distance 06 of turbine 04 |  | (m/s)
| WkDfVrT4N07D7 |  | Radial wake velocity deficits for radial node 07 and downstream distance 07 of turbine 04 |  | (m/s)
| WkDfVrT4N07D8 |  | Radial wake velocity deficits for radial node 07 and downstream distance 08 of turbine 04 |  | (m/s)
| WkDfVrT4N07D9 |  | Radial wake velocity deficits for radial node 07 and downstream distance 09 of turbine 04 |  | (m/s)
| WkDfVrT4N08D1 |  | Radial wake velocity deficits for radial node 08 and downstream distance 01 of turbine 04 |  | (m/s)
| WkDfVrT4N08D2 |  | Radial wake velocity deficits for radial node 08 and downstream distance 02 of turbine 04 |  | (m/s)
| WkDfVrT4N08D3 |  | Radial wake velocity deficits for radial node 08 and downstream distance 03 of turbine 04 |  | (m/s)
| WkDfVrT4N08D4 |  | Radial wake velocity deficits for radial node 08 and downstream distance 04 of turbine 04 |  | (m/s)
| WkDfVrT4N08D5 |  | Radial wake velocity deficits for radial node 08 and downstream distance 05 of turbine 04 |  | (m/s)
| WkDfVrT4N08D6 |  | Radial wake velocity deficits for radial node 08 and downstream distance 06 of turbine 04 |  | (m/s)
| WkDfVrT4N08D7 |  | Radial wake velocity deficits for radial node 08 and downstream distance 07 of turbine 04 |  | (m/s)
| WkDfVrT4N08D8 |  | Radial wake velocity deficits for radial node 08 and downstream distance 08 of turbine 04 |  | (m/s)
| WkDfVrT4N08D9 |  | Radial wake velocity deficits for radial node 08 and downstream distance 09 of turbine 04 |  | (m/s)
| WkDfVrT4N09D1 |  | Radial wake velocity deficits for radial node 09 and downstream distance 01 of turbine 04 |  | (m/s)
| WkDfVrT4N09D2 |  | Radial wake velocity deficits for radial node 09 and downstream distance 02 of turbine 04 |  | (m/s)
| WkDfVrT4N09D3 |  | Radial wake velocity deficits for radial node 09 and downstream distance 03 of turbine 04 |  | (m/s)
| WkDfVrT4N09D4 |  | Radial wake velocity deficits for radial node 09 and downstream distance 04 of turbine 04 |  | (m/s)
| WkDfVrT4N09D5 |  | Radial wake velocity deficits for radial node 09 and downstream distance 05 of turbine 04 |  | (m/s)
| WkDfVrT4N09D6 |  | Radial wake velocity deficits for radial node 09 and downstream distance 06 of turbine 04 |  | (m/s)
| WkDfVrT4N09D7 |  | Radial wake velocity deficits for radial node 09 and downstream distance 07 of turbine 04 |  | (m/s)
| WkDfVrT4N09D8 |  | Radial wake velocity deficits for radial node 09 and downstream distance 08 of turbine 04 |  | (m/s)
| WkDfVrT4N09D9 |  | Radial wake velocity deficits for radial node 09 and downstream distance 09 of turbine 04 |  | (m/s)
| WkDfVrT4N10D1 |  | Radial wake velocity deficits for radial node 10 and downstream distance 01 of turbine 04 |  | (m/s)
| WkDfVrT4N10D2 |  | Radial wake velocity deficits for radial node 10 and downstream distance 02 of turbine 04 |  | (m/s)
| WkDfVrT4N10D3 |  | Radial wake velocity deficits for radial node 10 and downstream distance 03 of turbine 04 |  | (m/s)
| WkDfVrT4N10D4 |  | Radial wake velocity deficits for radial node 10 and downstream distance 04 of turbine 04 |  | (m/s)
| WkDfVrT4N10D5 |  | Radial wake velocity deficits for radial node 10 and downstream distance 05 of turbine 04 |  | (m/s)
| WkDfVrT4N10D6 |  | Radial wake velocity deficits for radial node 10 and downstream distance 06 of turbine 04 |  | (m/s)
| WkDfVrT4N10D7 |  | Radial wake velocity deficits for radial node 10 and downstream distance 07 of turbine 04 |  | (m/s)
| WkDfVrT4N10D8 |  | Radial wake velocity deficits for radial node 10 and downstream distance 08 of turbine 04 |  | (m/s)
| WkDfVrT4N10D9 |  | Radial wake velocity deficits for radial node 10 and downstream distance 09 of turbine 04 |  | (m/s)
| WkDfVrT4N11D1 |  | Radial wake velocity deficits for radial node 11 and downstream distance 01 of turbine 04 |  | (m/s)
| WkDfVrT4N11D2 |  | Radial wake velocity deficits for radial node 11 and downstream distance 02 of turbine 04 |  | (m/s)
| WkDfVrT4N11D3 |  | Radial wake velocity deficits for radial node 11 and downstream distance 03 of turbine 04 |  | (m/s)
| WkDfVrT4N11D4 |  | Radial wake velocity deficits for radial node 11 and downstream distance 04 of turbine 04 |  | (m/s)
| WkDfVrT4N11D5 |  | Radial wake velocity deficits for radial node 11 and downstream distance 05 of turbine 04 |  | (m/s)
| WkDfVrT4N11D6 |  | Radial wake velocity deficits for radial node 11 and downstream distance 06 of turbine 04 |  | (m/s)
| WkDfVrT4N11D7 |  | Radial wake velocity deficits for radial node 11 and downstream distance 07 of turbine 04 |  | (m/s)
| WkDfVrT4N11D8 |  | Radial wake velocity deficits for radial node 11 and downstream distance 08 of turbine 04 |  | (m/s)
| WkDfVrT4N11D9 |  | Radial wake velocity deficits for radial node 11 and downstream distance 09 of turbine 04 |  | (m/s)
| WkDfVrT4N12D1 |  | Radial wake velocity deficits for radial node 12 and downstream distance 01 of turbine 04 |  | (m/s)
| WkDfVrT4N12D2 |  | Radial wake velocity deficits for radial node 12 and downstream distance 02 of turbine 04 |  | (m/s)
| WkDfVrT4N12D3 |  | Radial wake velocity deficits for radial node 12 and downstream distance 03 of turbine 04 |  | (m/s)
| WkDfVrT4N12D4 |  | Radial wake velocity deficits for radial node 12 and downstream distance 04 of turbine 04 |  | (m/s)
| WkDfVrT4N12D5 |  | Radial wake velocity deficits for radial node 12 and downstream distance 05 of turbine 04 |  | (m/s)
| WkDfVrT4N12D6 |  | Radial wake velocity deficits for radial node 12 and downstream distance 06 of turbine 04 |  | (m/s)
| WkDfVrT4N12D7 |  | Radial wake velocity deficits for radial node 12 and downstream distance 07 of turbine 04 |  | (m/s)
| WkDfVrT4N12D8 |  | Radial wake velocity deficits for radial node 12 and downstream distance 08 of turbine 04 |  | (m/s)
| WkDfVrT4N12D9 |  | Radial wake velocity deficits for radial node 12 and downstream distance 09 of turbine 04 |  | (m/s)
| WkDfVrT4N13D1 |  | Radial wake velocity deficits for radial node 13 and downstream distance 01 of turbine 04 |  | (m/s)
| WkDfVrT4N13D2 |  | Radial wake velocity deficits for radial node 13 and downstream distance 02 of turbine 04 |  | (m/s)
| WkDfVrT4N13D3 |  | Radial wake velocity deficits for radial node 13 and downstream distance 03 of turbine 04 |  | (m/s)
| WkDfVrT4N13D4 |  | Radial wake velocity deficits for radial node 13 and downstream distance 04 of turbine 04 |  | (m/s)
| WkDfVrT4N13D5 |  | Radial wake velocity deficits for radial node 13 and downstream distance 05 of turbine 04 |  | (m/s)
| WkDfVrT4N13D6 |  | Radial wake velocity deficits for radial node 13 and downstream distance 06 of turbine 04 |  | (m/s)
| WkDfVrT4N13D7 |  | Radial wake velocity deficits for radial node 13 and downstream distance 07 of turbine 04 |  | (m/s)
| WkDfVrT4N13D8 |  | Radial wake velocity deficits for radial node 13 and downstream distance 08 of turbine 04 |  | (m/s)
| WkDfVrT4N13D9 |  | Radial wake velocity deficits for radial node 13 and downstream distance 09 of turbine 04 |  | (m/s)
| WkDfVrT4N14D1 |  | Radial wake velocity deficits for radial node 14 and downstream distance 01 of turbine 04 |  | (m/s)
| WkDfVrT4N14D2 |  | Radial wake velocity deficits for radial node 14 and downstream distance 02 of turbine 04 |  | (m/s)
| WkDfVrT4N14D3 |  | Radial wake velocity deficits for radial node 14 and downstream distance 03 of turbine 04 |  | (m/s)
| WkDfVrT4N14D4 |  | Radial wake velocity deficits for radial node 14 and downstream distance 04 of turbine 04 |  | (m/s)
| WkDfVrT4N14D5 |  | Radial wake velocity deficits for radial node 14 and downstream distance 05 of turbine 04 |  | (m/s)
| WkDfVrT4N14D6 |  | Radial wake velocity deficits for radial node 14 and downstream distance 06 of turbine 04 |  | (m/s)
| WkDfVrT4N14D7 |  | Radial wake velocity deficits for radial node 14 and downstream distance 07 of turbine 04 |  | (m/s)
| WkDfVrT4N14D8 |  | Radial wake velocity deficits for radial node 14 and downstream distance 08 of turbine 04 |  | (m/s)
| WkDfVrT4N14D9 |  | Radial wake velocity deficits for radial node 14 and downstream distance 09 of turbine 04 |  | (m/s)
| WkDfVrT4N15D1 |  | Radial wake velocity deficits for radial node 15 and downstream distance 01 of turbine 04 |  | (m/s)
| WkDfVrT4N15D2 |  | Radial wake velocity deficits for radial node 15 and downstream distance 02 of turbine 04 |  | (m/s)
| WkDfVrT4N15D3 |  | Radial wake velocity deficits for radial node 15 and downstream distance 03 of turbine 04 |  | (m/s)
| WkDfVrT4N15D4 |  | Radial wake velocity deficits for radial node 15 and downstream distance 04 of turbine 04 |  | (m/s)
| WkDfVrT4N15D5 |  | Radial wake velocity deficits for radial node 15 and downstream distance 05 of turbine 04 |  | (m/s)
| WkDfVrT4N15D6 |  | Radial wake velocity deficits for radial node 15 and downstream distance 06 of turbine 04 |  | (m/s)
| WkDfVrT4N15D7 |  | Radial wake velocity deficits for radial node 15 and downstream distance 07 of turbine 04 |  | (m/s)
| WkDfVrT4N15D8 |  | Radial wake velocity deficits for radial node 15 and downstream distance 08 of turbine 04 |  | (m/s)
| WkDfVrT4N15D9 |  | Radial wake velocity deficits for radial node 15 and downstream distance 09 of turbine 04 |  | (m/s)
| WkDfVrT4N16D1 |  | Radial wake velocity deficits for radial node 16 and downstream distance 01 of turbine 04 |  | (m/s)
| WkDfVrT4N16D2 |  | Radial wake velocity deficits for radial node 16 and downstream distance 02 of turbine 04 |  | (m/s)
| WkDfVrT4N16D3 |  | Radial wake velocity deficits for radial node 16 and downstream distance 03 of turbine 04 |  | (m/s)
| WkDfVrT4N16D4 |  | Radial wake velocity deficits for radial node 16 and downstream distance 04 of turbine 04 |  | (m/s)
| WkDfVrT4N16D5 |  | Radial wake velocity deficits for radial node 16 and downstream distance 05 of turbine 04 |  | (m/s)
| WkDfVrT4N16D6 |  | Radial wake velocity deficits for radial node 16 and downstream distance 06 of turbine 04 |  | (m/s)
| WkDfVrT4N16D7 |  | Radial wake velocity deficits for radial node 16 and downstream distance 07 of turbine 04 |  | (m/s)
| WkDfVrT4N16D8 |  | Radial wake velocity deficits for radial node 16 and downstream distance 08 of turbine 04 |  | (m/s)
| WkDfVrT4N16D9 |  | Radial wake velocity deficits for radial node 16 and downstream distance 09 of turbine 04 |  | (m/s)
| WkDfVrT4N17D1 |  | Radial wake velocity deficits for radial node 17 and downstream distance 01 of turbine 04 |  | (m/s)
| WkDfVrT4N17D2 |  | Radial wake velocity deficits for radial node 17 and downstream distance 02 of turbine 04 |  | (m/s)
| WkDfVrT4N17D3 |  | Radial wake velocity deficits for radial node 17 and downstream distance 03 of turbine 04 |  | (m/s)
| WkDfVrT4N17D4 |  | Radial wake velocity deficits for radial node 17 and downstream distance 04 of turbine 04 |  | (m/s)
| WkDfVrT4N17D5 |  | Radial wake velocity deficits for radial node 17 and downstream distance 05 of turbine 04 |  | (m/s)
| WkDfVrT4N17D6 |  | Radial wake velocity deficits for radial node 17 and downstream distance 06 of turbine 04 |  | (m/s)
| WkDfVrT4N17D7 |  | Radial wake velocity deficits for radial node 17 and downstream distance 07 of turbine 04 |  | (m/s)
| WkDfVrT4N17D8 |  | Radial wake velocity deficits for radial node 17 and downstream distance 08 of turbine 04 |  | (m/s)
| WkDfVrT4N17D9 |  | Radial wake velocity deficits for radial node 17 and downstream distance 09 of turbine 04 |  | (m/s)
| WkDfVrT4N18D1 |  | Radial wake velocity deficits for radial node 18 and downstream distance 01 of turbine 04 |  | (m/s)
| WkDfVrT4N18D2 |  | Radial wake velocity deficits for radial node 18 and downstream distance 02 of turbine 04 |  | (m/s)
| WkDfVrT4N18D3 |  | Radial wake velocity deficits for radial node 18 and downstream distance 03 of turbine 04 |  | (m/s)
| WkDfVrT4N18D4 |  | Radial wake velocity deficits for radial node 18 and downstream distance 04 of turbine 04 |  | (m/s)
| WkDfVrT4N18D5 |  | Radial wake velocity deficits for radial node 18 and downstream distance 05 of turbine 04 |  | (m/s)
| WkDfVrT4N18D6 |  | Radial wake velocity deficits for radial node 18 and downstream distance 06 of turbine 04 |  | (m/s)
| WkDfVrT4N18D7 |  | Radial wake velocity deficits for radial node 18 and downstream distance 07 of turbine 04 |  | (m/s)
| WkDfVrT4N18D8 |  | Radial wake velocity deficits for radial node 18 and downstream distance 08 of turbine 04 |  | (m/s)
| WkDfVrT4N18D9 |  | Radial wake velocity deficits for radial node 18 and downstream distance 09 of turbine 04 |  | (m/s)
| WkDfVrT4N19D1 |  | Radial wake velocity deficits for radial node 19 and downstream distance 01 of turbine 04 |  | (m/s)
| WkDfVrT4N19D2 |  | Radial wake velocity deficits for radial node 19 and downstream distance 02 of turbine 04 |  | (m/s)
| WkDfVrT4N19D3 |  | Radial wake velocity deficits for radial node 19 and downstream distance 03 of turbine 04 |  | (m/s)
| WkDfVrT4N19D4 |  | Radial wake velocity deficits for radial node 19 and downstream distance 04 of turbine 04 |  | (m/s)
| WkDfVrT4N19D5 |  | Radial wake velocity deficits for radial node 19 and downstream distance 05 of turbine 04 |  | (m/s)
| WkDfVrT4N19D6 |  | Radial wake velocity deficits for radial node 19 and downstream distance 06 of turbine 04 |  | (m/s)
| WkDfVrT4N19D7 |  | Radial wake velocity deficits for radial node 19 and downstream distance 07 of turbine 04 |  | (m/s)
| WkDfVrT4N19D8 |  | Radial wake velocity deficits for radial node 19 and downstream distance 08 of turbine 04 |  | (m/s)
| WkDfVrT4N19D9 |  | Radial wake velocity deficits for radial node 19 and downstream distance 09 of turbine 04 |  | (m/s)
| WkDfVrT4N20D1 |  | Radial wake velocity deficits for radial node 20 and downstream distance 01 of turbine 04 |  | (m/s)
| WkDfVrT4N20D2 |  | Radial wake velocity deficits for radial node 20 and downstream distance 02 of turbine 04 |  | (m/s)
| WkDfVrT4N20D3 |  | Radial wake velocity deficits for radial node 20 and downstream distance 03 of turbine 04 |  | (m/s)
| WkDfVrT4N20D4 |  | Radial wake velocity deficits for radial node 20 and downstream distance 04 of turbine 04 |  | (m/s)
| WkDfVrT4N20D5 |  | Radial wake velocity deficits for radial node 20 and downstream distance 05 of turbine 04 |  | (m/s)
| WkDfVrT4N20D6 |  | Radial wake velocity deficits for radial node 20 and downstream distance 06 of turbine 04 |  | (m/s)
| WkDfVrT4N20D7 |  | Radial wake velocity deficits for radial node 20 and downstream distance 07 of turbine 04 |  | (m/s)
| WkDfVrT4N20D8 |  | Radial wake velocity deficits for radial node 20 and downstream distance 08 of turbine 04 |  | (m/s)
| WkDfVrT4N20D9 |  | Radial wake velocity deficits for radial node 20 and downstream distance 09 of turbine 04 |  | (m/s)
| WkDfVrT5N01D1 |  | Radial wake velocity deficits for radial node 01 and downstream distance 01 of turbine 05 |  | (m/s)
| WkDfVrT5N01D2 |  | Radial wake velocity deficits for radial node 01 and downstream distance 02 of turbine 05 |  | (m/s)
| WkDfVrT5N01D3 |  | Radial wake velocity deficits for radial node 01 and downstream distance 03 of turbine 05 |  | (m/s)
| WkDfVrT5N01D4 |  | Radial wake velocity deficits for radial node 01 and downstream distance 04 of turbine 05 |  | (m/s)
| WkDfVrT5N01D5 |  | Radial wake velocity deficits for radial node 01 and downstream distance 05 of turbine 05 |  | (m/s)
| WkDfVrT5N01D6 |  | Radial wake velocity deficits for radial node 01 and downstream distance 06 of turbine 05 |  | (m/s)
| WkDfVrT5N01D7 |  | Radial wake velocity deficits for radial node 01 and downstream distance 07 of turbine 05 |  | (m/s)
| WkDfVrT5N01D8 |  | Radial wake velocity deficits for radial node 01 and downstream distance 08 of turbine 05 |  | (m/s)
| WkDfVrT5N01D9 |  | Radial wake velocity deficits for radial node 01 and downstream distance 09 of turbine 05 |  | (m/s)
| WkDfVrT5N02D1 |  | Radial wake velocity deficits for radial node 02 and downstream distance 01 of turbine 05 |  | (m/s)
| WkDfVrT5N02D2 |  | Radial wake velocity deficits for radial node 02 and downstream distance 02 of turbine 05 |  | (m/s)
| WkDfVrT5N02D3 |  | Radial wake velocity deficits for radial node 02 and downstream distance 03 of turbine 05 |  | (m/s)
| WkDfVrT5N02D4 |  | Radial wake velocity deficits for radial node 02 and downstream distance 04 of turbine 05 |  | (m/s)
| WkDfVrT5N02D5 |  | Radial wake velocity deficits for radial node 02 and downstream distance 05 of turbine 05 |  | (m/s)
| WkDfVrT5N02D6 |  | Radial wake velocity deficits for radial node 02 and downstream distance 06 of turbine 05 |  | (m/s)
| WkDfVrT5N02D7 |  | Radial wake velocity deficits for radial node 02 and downstream distance 07 of turbine 05 |  | (m/s)
| WkDfVrT5N02D8 |  | Radial wake velocity deficits for radial node 02 and downstream distance 08 of turbine 05 |  | (m/s)
| WkDfVrT5N02D9 |  | Radial wake velocity deficits for radial node 02 and downstream distance 09 of turbine 05 |  | (m/s)
| WkDfVrT5N03D1 |  | Radial wake velocity deficits for radial node 03 and downstream distance 01 of turbine 05 |  | (m/s)
| WkDfVrT5N03D2 |  | Radial wake velocity deficits for radial node 03 and downstream distance 02 of turbine 05 |  | (m/s)
| WkDfVrT5N03D3 |  | Radial wake velocity deficits for radial node 03 and downstream distance 03 of turbine 05 |  | (m/s)
| WkDfVrT5N03D4 |  | Radial wake velocity deficits for radial node 03 and downstream distance 04 of turbine 05 |  | (m/s)
| WkDfVrT5N03D5 |  | Radial wake velocity deficits for radial node 03 and downstream distance 05 of turbine 05 |  | (m/s)
| WkDfVrT5N03D6 |  | Radial wake velocity deficits for radial node 03 and downstream distance 06 of turbine 05 |  | (m/s)
| WkDfVrT5N03D7 |  | Radial wake velocity deficits for radial node 03 and downstream distance 07 of turbine 05 |  | (m/s)
| WkDfVrT5N03D8 |  | Radial wake velocity deficits for radial node 03 and downstream distance 08 of turbine 05 |  | (m/s)
| WkDfVrT5N03D9 |  | Radial wake velocity deficits for radial node 03 and downstream distance 09 of turbine 05 |  | (m/s)
| WkDfVrT5N04D1 |  | Radial wake velocity deficits for radial node 04 and downstream distance 01 of turbine 05 |  | (m/s)
| WkDfVrT5N04D2 |  | Radial wake velocity deficits for radial node 04 and downstream distance 02 of turbine 05 |  | (m/s)
| WkDfVrT5N04D3 |  | Radial wake velocity deficits for radial node 04 and downstream distance 03 of turbine 05 |  | (m/s)
| WkDfVrT5N04D4 |  | Radial wake velocity deficits for radial node 04 and downstream distance 04 of turbine 05 |  | (m/s)
| WkDfVrT5N04D5 |  | Radial wake velocity deficits for radial node 04 and downstream distance 05 of turbine 05 |  | (m/s)
| WkDfVrT5N04D6 |  | Radial wake velocity deficits for radial node 04 and downstream distance 06 of turbine 05 |  | (m/s)
| WkDfVrT5N04D7 |  | Radial wake velocity deficits for radial node 04 and downstream distance 07 of turbine 05 |  | (m/s)
| WkDfVrT5N04D8 |  | Radial wake velocity deficits for radial node 04 and downstream distance 08 of turbine 05 |  | (m/s)
| WkDfVrT5N04D9 |  | Radial wake velocity deficits for radial node 04 and downstream distance 09 of turbine 05 |  | (m/s)
| WkDfVrT5N05D1 |  | Radial wake velocity deficits for radial node 05 and downstream distance 01 of turbine 05 |  | (m/s)
| WkDfVrT5N05D2 |  | Radial wake velocity deficits for radial node 05 and downstream distance 02 of turbine 05 |  | (m/s)
| WkDfVrT5N05D3 |  | Radial wake velocity deficits for radial node 05 and downstream distance 03 of turbine 05 |  | (m/s)
| WkDfVrT5N05D4 |  | Radial wake velocity deficits for radial node 05 and downstream distance 04 of turbine 05 |  | (m/s)
| WkDfVrT5N05D5 |  | Radial wake velocity deficits for radial node 05 and downstream distance 05 of turbine 05 |  | (m/s)
| WkDfVrT5N05D6 |  | Radial wake velocity deficits for radial node 05 and downstream distance 06 of turbine 05 |  | (m/s)
| WkDfVrT5N05D7 |  | Radial wake velocity deficits for radial node 05 and downstream distance 07 of turbine 05 |  | (m/s)
| WkDfVrT5N05D8 |  | Radial wake velocity deficits for radial node 05 and downstream distance 08 of turbine 05 |  | (m/s)
| WkDfVrT5N05D9 |  | Radial wake velocity deficits for radial node 05 and downstream distance 09 of turbine 05 |  | (m/s)
| WkDfVrT5N06D1 |  | Radial wake velocity deficits for radial node 06 and downstream distance 01 of turbine 05 |  | (m/s)
| WkDfVrT5N06D2 |  | Radial wake velocity deficits for radial node 06 and downstream distance 02 of turbine 05 |  | (m/s)
| WkDfVrT5N06D3 |  | Radial wake velocity deficits for radial node 06 and downstream distance 03 of turbine 05 |  | (m/s)
| WkDfVrT5N06D4 |  | Radial wake velocity deficits for radial node 06 and downstream distance 04 of turbine 05 |  | (m/s)
| WkDfVrT5N06D5 |  | Radial wake velocity deficits for radial node 06 and downstream distance 05 of turbine 05 |  | (m/s)
| WkDfVrT5N06D6 |  | Radial wake velocity deficits for radial node 06 and downstream distance 06 of turbine 05 |  | (m/s)
| WkDfVrT5N06D7 |  | Radial wake velocity deficits for radial node 06 and downstream distance 07 of turbine 05 |  | (m/s)
| WkDfVrT5N06D8 |  | Radial wake velocity deficits for radial node 06 and downstream distance 08 of turbine 05 |  | (m/s)
| WkDfVrT5N06D9 |  | Radial wake velocity deficits for radial node 06 and downstream distance 09 of turbine 05 |  | (m/s)
| WkDfVrT5N07D1 |  | Radial wake velocity deficits for radial node 07 and downstream distance 01 of turbine 05 |  | (m/s)
| WkDfVrT5N07D2 |  | Radial wake velocity deficits for radial node 07 and downstream distance 02 of turbine 05 |  | (m/s)
| WkDfVrT5N07D3 |  | Radial wake velocity deficits for radial node 07 and downstream distance 03 of turbine 05 |  | (m/s)
| WkDfVrT5N07D4 |  | Radial wake velocity deficits for radial node 07 and downstream distance 04 of turbine 05 |  | (m/s)
| WkDfVrT5N07D5 |  | Radial wake velocity deficits for radial node 07 and downstream distance 05 of turbine 05 |  | (m/s)
| WkDfVrT5N07D6 |  | Radial wake velocity deficits for radial node 07 and downstream distance 06 of turbine 05 |  | (m/s)
| WkDfVrT5N07D7 |  | Radial wake velocity deficits for radial node 07 and downstream distance 07 of turbine 05 |  | (m/s)
| WkDfVrT5N07D8 |  | Radial wake velocity deficits for radial node 07 and downstream distance 08 of turbine 05 |  | (m/s)
| WkDfVrT5N07D9 |  | Radial wake velocity deficits for radial node 07 and downstream distance 09 of turbine 05 |  | (m/s)
| WkDfVrT5N08D1 |  | Radial wake velocity deficits for radial node 08 and downstream distance 01 of turbine 05 |  | (m/s)
| WkDfVrT5N08D2 |  | Radial wake velocity deficits for radial node 08 and downstream distance 02 of turbine 05 |  | (m/s)
| WkDfVrT5N08D3 |  | Radial wake velocity deficits for radial node 08 and downstream distance 03 of turbine 05 |  | (m/s)
| WkDfVrT5N08D4 |  | Radial wake velocity deficits for radial node 08 and downstream distance 04 of turbine 05 |  | (m/s)
| WkDfVrT5N08D5 |  | Radial wake velocity deficits for radial node 08 and downstream distance 05 of turbine 05 |  | (m/s)
| WkDfVrT5N08D6 |  | Radial wake velocity deficits for radial node 08 and downstream distance 06 of turbine 05 |  | (m/s)
| WkDfVrT5N08D7 |  | Radial wake velocity deficits for radial node 08 and downstream distance 07 of turbine 05 |  | (m/s)
| WkDfVrT5N08D8 |  | Radial wake velocity deficits for radial node 08 and downstream distance 08 of turbine 05 |  | (m/s)
| WkDfVrT5N08D9 |  | Radial wake velocity deficits for radial node 08 and downstream distance 09 of turbine 05 |  | (m/s)
| WkDfVrT5N09D1 |  | Radial wake velocity deficits for radial node 09 and downstream distance 01 of turbine 05 |  | (m/s)
| WkDfVrT5N09D2 |  | Radial wake velocity deficits for radial node 09 and downstream distance 02 of turbine 05 |  | (m/s)
| WkDfVrT5N09D3 |  | Radial wake velocity deficits for radial node 09 and downstream distance 03 of turbine 05 |  | (m/s)
| WkDfVrT5N09D4 |  | Radial wake velocity deficits for radial node 09 and downstream distance 04 of turbine 05 |  | (m/s)
| WkDfVrT5N09D5 |  | Radial wake velocity deficits for radial node 09 and downstream distance 05 of turbine 05 |  | (m/s)
| WkDfVrT5N09D6 |  | Radial wake velocity deficits for radial node 09 and downstream distance 06 of turbine 05 |  | (m/s)
| WkDfVrT5N09D7 |  | Radial wake velocity deficits for radial node 09 and downstream distance 07 of turbine 05 |  | (m/s)
| WkDfVrT5N09D8 |  | Radial wake velocity deficits for radial node 09 and downstream distance 08 of turbine 05 |  | (m/s)
| WkDfVrT5N09D9 |  | Radial wake velocity deficits for radial node 09 and downstream distance 09 of turbine 05 |  | (m/s)
| WkDfVrT5N10D1 |  | Radial wake velocity deficits for radial node 10 and downstream distance 01 of turbine 05 |  | (m/s)
| WkDfVrT5N10D2 |  | Radial wake velocity deficits for radial node 10 and downstream distance 02 of turbine 05 |  | (m/s)
| WkDfVrT5N10D3 |  | Radial wake velocity deficits for radial node 10 and downstream distance 03 of turbine 05 |  | (m/s)
| WkDfVrT5N10D4 |  | Radial wake velocity deficits for radial node 10 and downstream distance 04 of turbine 05 |  | (m/s)
| WkDfVrT5N10D5 |  | Radial wake velocity deficits for radial node 10 and downstream distance 05 of turbine 05 |  | (m/s)
| WkDfVrT5N10D6 |  | Radial wake velocity deficits for radial node 10 and downstream distance 06 of turbine 05 |  | (m/s)
| WkDfVrT5N10D7 |  | Radial wake velocity deficits for radial node 10 and downstream distance 07 of turbine 05 |  | (m/s)
| WkDfVrT5N10D8 |  | Radial wake velocity deficits for radial node 10 and downstream distance 08 of turbine 05 |  | (m/s)
| WkDfVrT5N10D9 |  | Radial wake velocity deficits for radial node 10 and downstream distance 09 of turbine 05 |  | (m/s)
| WkDfVrT5N11D1 |  | Radial wake velocity deficits for radial node 11 and downstream distance 01 of turbine 05 |  | (m/s)
| WkDfVrT5N11D2 |  | Radial wake velocity deficits for radial node 11 and downstream distance 02 of turbine 05 |  | (m/s)
| WkDfVrT5N11D3 |  | Radial wake velocity deficits for radial node 11 and downstream distance 03 of turbine 05 |  | (m/s)
| WkDfVrT5N11D4 |  | Radial wake velocity deficits for radial node 11 and downstream distance 04 of turbine 05 |  | (m/s)
| WkDfVrT5N11D5 |  | Radial wake velocity deficits for radial node 11 and downstream distance 05 of turbine 05 |  | (m/s)
| WkDfVrT5N11D6 |  | Radial wake velocity deficits for radial node 11 and downstream distance 06 of turbine 05 |  | (m/s)
| WkDfVrT5N11D7 |  | Radial wake velocity deficits for radial node 11 and downstream distance 07 of turbine 05 |  | (m/s)
| WkDfVrT5N11D8 |  | Radial wake velocity deficits for radial node 11 and downstream distance 08 of turbine 05 |  | (m/s)
| WkDfVrT5N11D9 |  | Radial wake velocity deficits for radial node 11 and downstream distance 09 of turbine 05 |  | (m/s)
| WkDfVrT5N12D1 |  | Radial wake velocity deficits for radial node 12 and downstream distance 01 of turbine 05 |  | (m/s)
| WkDfVrT5N12D2 |  | Radial wake velocity deficits for radial node 12 and downstream distance 02 of turbine 05 |  | (m/s)
| WkDfVrT5N12D3 |  | Radial wake velocity deficits for radial node 12 and downstream distance 03 of turbine 05 |  | (m/s)
| WkDfVrT5N12D4 |  | Radial wake velocity deficits for radial node 12 and downstream distance 04 of turbine 05 |  | (m/s)
| WkDfVrT5N12D5 |  | Radial wake velocity deficits for radial node 12 and downstream distance 05 of turbine 05 |  | (m/s)
| WkDfVrT5N12D6 |  | Radial wake velocity deficits for radial node 12 and downstream distance 06 of turbine 05 |  | (m/s)
| WkDfVrT5N12D7 |  | Radial wake velocity deficits for radial node 12 and downstream distance 07 of turbine 05 |  | (m/s)
| WkDfVrT5N12D8 |  | Radial wake velocity deficits for radial node 12 and downstream distance 08 of turbine 05 |  | (m/s)
| WkDfVrT5N12D9 |  | Radial wake velocity deficits for radial node 12 and downstream distance 09 of turbine 05 |  | (m/s)
| WkDfVrT5N13D1 |  | Radial wake velocity deficits for radial node 13 and downstream distance 01 of turbine 05 |  | (m/s)
| WkDfVrT5N13D2 |  | Radial wake velocity deficits for radial node 13 and downstream distance 02 of turbine 05 |  | (m/s)
| WkDfVrT5N13D3 |  | Radial wake velocity deficits for radial node 13 and downstream distance 03 of turbine 05 |  | (m/s)
| WkDfVrT5N13D4 |  | Radial wake velocity deficits for radial node 13 and downstream distance 04 of turbine 05 |  | (m/s)
| WkDfVrT5N13D5 |  | Radial wake velocity deficits for radial node 13 and downstream distance 05 of turbine 05 |  | (m/s)
| WkDfVrT5N13D6 |  | Radial wake velocity deficits for radial node 13 and downstream distance 06 of turbine 05 |  | (m/s)
| WkDfVrT5N13D7 |  | Radial wake velocity deficits for radial node 13 and downstream distance 07 of turbine 05 |  | (m/s)
| WkDfVrT5N13D8 |  | Radial wake velocity deficits for radial node 13 and downstream distance 08 of turbine 05 |  | (m/s)
| WkDfVrT5N13D9 |  | Radial wake velocity deficits for radial node 13 and downstream distance 09 of turbine 05 |  | (m/s)
| WkDfVrT5N14D1 |  | Radial wake velocity deficits for radial node 14 and downstream distance 01 of turbine 05 |  | (m/s)
| WkDfVrT5N14D2 |  | Radial wake velocity deficits for radial node 14 and downstream distance 02 of turbine 05 |  | (m/s)
| WkDfVrT5N14D3 |  | Radial wake velocity deficits for radial node 14 and downstream distance 03 of turbine 05 |  | (m/s)
| WkDfVrT5N14D4 |  | Radial wake velocity deficits for radial node 14 and downstream distance 04 of turbine 05 |  | (m/s)
| WkDfVrT5N14D5 |  | Radial wake velocity deficits for radial node 14 and downstream distance 05 of turbine 05 |  | (m/s)
| WkDfVrT5N14D6 |  | Radial wake velocity deficits for radial node 14 and downstream distance 06 of turbine 05 |  | (m/s)
| WkDfVrT5N14D7 |  | Radial wake velocity deficits for radial node 14 and downstream distance 07 of turbine 05 |  | (m/s)
| WkDfVrT5N14D8 |  | Radial wake velocity deficits for radial node 14 and downstream distance 08 of turbine 05 |  | (m/s)
| WkDfVrT5N14D9 |  | Radial wake velocity deficits for radial node 14 and downstream distance 09 of turbine 05 |  | (m/s)
| WkDfVrT5N15D1 |  | Radial wake velocity deficits for radial node 15 and downstream distance 01 of turbine 05 |  | (m/s)
| WkDfVrT5N15D2 |  | Radial wake velocity deficits for radial node 15 and downstream distance 02 of turbine 05 |  | (m/s)
| WkDfVrT5N15D3 |  | Radial wake velocity deficits for radial node 15 and downstream distance 03 of turbine 05 |  | (m/s)
| WkDfVrT5N15D4 |  | Radial wake velocity deficits for radial node 15 and downstream distance 04 of turbine 05 |  | (m/s)
| WkDfVrT5N15D5 |  | Radial wake velocity deficits for radial node 15 and downstream distance 05 of turbine 05 |  | (m/s)
| WkDfVrT5N15D6 |  | Radial wake velocity deficits for radial node 15 and downstream distance 06 of turbine 05 |  | (m/s)
| WkDfVrT5N15D7 |  | Radial wake velocity deficits for radial node 15 and downstream distance 07 of turbine 05 |  | (m/s)
| WkDfVrT5N15D8 |  | Radial wake velocity deficits for radial node 15 and downstream distance 08 of turbine 05 |  | (m/s)
| WkDfVrT5N15D9 |  | Radial wake velocity deficits for radial node 15 and downstream distance 09 of turbine 05 |  | (m/s)
| WkDfVrT5N16D1 |  | Radial wake velocity deficits for radial node 16 and downstream distance 01 of turbine 05 |  | (m/s)
| WkDfVrT5N16D2 |  | Radial wake velocity deficits for radial node 16 and downstream distance 02 of turbine 05 |  | (m/s)
| WkDfVrT5N16D3 |  | Radial wake velocity deficits for radial node 16 and downstream distance 03 of turbine 05 |  | (m/s)
| WkDfVrT5N16D4 |  | Radial wake velocity deficits for radial node 16 and downstream distance 04 of turbine 05 |  | (m/s)
| WkDfVrT5N16D5 |  | Radial wake velocity deficits for radial node 16 and downstream distance 05 of turbine 05 |  | (m/s)
| WkDfVrT5N16D6 |  | Radial wake velocity deficits for radial node 16 and downstream distance 06 of turbine 05 |  | (m/s)
| WkDfVrT5N16D7 |  | Radial wake velocity deficits for radial node 16 and downstream distance 07 of turbine 05 |  | (m/s)
| WkDfVrT5N16D8 |  | Radial wake velocity deficits for radial node 16 and downstream distance 08 of turbine 05 |  | (m/s)
| WkDfVrT5N16D9 |  | Radial wake velocity deficits for radial node 16 and downstream distance 09 of turbine 05 |  | (m/s)
| WkDfVrT5N17D1 |  | Radial wake velocity deficits for radial node 17 and downstream distance 01 of turbine 05 |  | (m/s)
| WkDfVrT5N17D2 |  | Radial wake velocity deficits for radial node 17 and downstream distance 02 of turbine 05 |  | (m/s)
| WkDfVrT5N17D3 |  | Radial wake velocity deficits for radial node 17 and downstream distance 03 of turbine 05 |  | (m/s)
| WkDfVrT5N17D4 |  | Radial wake velocity deficits for radial node 17 and downstream distance 04 of turbine 05 |  | (m/s)
| WkDfVrT5N17D5 |  | Radial wake velocity deficits for radial node 17 and downstream distance 05 of turbine 05 |  | (m/s)
| WkDfVrT5N17D6 |  | Radial wake velocity deficits for radial node 17 and downstream distance 06 of turbine 05 |  | (m/s)
| WkDfVrT5N17D7 |  | Radial wake velocity deficits for radial node 17 and downstream distance 07 of turbine 05 |  | (m/s)
| WkDfVrT5N17D8 |  | Radial wake velocity deficits for radial node 17 and downstream distance 08 of turbine 05 |  | (m/s)
| WkDfVrT5N17D9 |  | Radial wake velocity deficits for radial node 17 and downstream distance 09 of turbine 05 |  | (m/s)
| WkDfVrT5N18D1 |  | Radial wake velocity deficits for radial node 18 and downstream distance 01 of turbine 05 |  | (m/s)
| WkDfVrT5N18D2 |  | Radial wake velocity deficits for radial node 18 and downstream distance 02 of turbine 05 |  | (m/s)
| WkDfVrT5N18D3 |  | Radial wake velocity deficits for radial node 18 and downstream distance 03 of turbine 05 |  | (m/s)
| WkDfVrT5N18D4 |  | Radial wake velocity deficits for radial node 18 and downstream distance 04 of turbine 05 |  | (m/s)
| WkDfVrT5N18D5 |  | Radial wake velocity deficits for radial node 18 and downstream distance 05 of turbine 05 |  | (m/s)
| WkDfVrT5N18D6 |  | Radial wake velocity deficits for radial node 18 and downstream distance 06 of turbine 05 |  | (m/s)
| WkDfVrT5N18D7 |  | Radial wake velocity deficits for radial node 18 and downstream distance 07 of turbine 05 |  | (m/s)
| WkDfVrT5N18D8 |  | Radial wake velocity deficits for radial node 18 and downstream distance 08 of turbine 05 |  | (m/s)
| WkDfVrT5N18D9 |  | Radial wake velocity deficits for radial node 18 and downstream distance 09 of turbine 05 |  | (m/s)
| WkDfVrT5N19D1 |  | Radial wake velocity deficits for radial node 19 and downstream distance 01 of turbine 05 |  | (m/s)
| WkDfVrT5N19D2 |  | Radial wake velocity deficits for radial node 19 and downstream distance 02 of turbine 05 |  | (m/s)
| WkDfVrT5N19D3 |  | Radial wake velocity deficits for radial node 19 and downstream distance 03 of turbine 05 |  | (m/s)
| WkDfVrT5N19D4 |  | Radial wake velocity deficits for radial node 19 and downstream distance 04 of turbine 05 |  | (m/s)
| WkDfVrT5N19D5 |  | Radial wake velocity deficits for radial node 19 and downstream distance 05 of turbine 05 |  | (m/s)
| WkDfVrT5N19D6 |  | Radial wake velocity deficits for radial node 19 and downstream distance 06 of turbine 05 |  | (m/s)
| WkDfVrT5N19D7 |  | Radial wake velocity deficits for radial node 19 and downstream distance 07 of turbine 05 |  | (m/s)
| WkDfVrT5N19D8 |  | Radial wake velocity deficits for radial node 19 and downstream distance 08 of turbine 05 |  | (m/s)
| WkDfVrT5N19D9 |  | Radial wake velocity deficits for radial node 19 and downstream distance 09 of turbine 05 |  | (m/s)
| WkDfVrT5N20D1 |  | Radial wake velocity deficits for radial node 20 and downstream distance 01 of turbine 05 |  | (m/s)
| WkDfVrT5N20D2 |  | Radial wake velocity deficits for radial node 20 and downstream distance 02 of turbine 05 |  | (m/s)
| WkDfVrT5N20D3 |  | Radial wake velocity deficits for radial node 20 and downstream distance 03 of turbine 05 |  | (m/s)
| WkDfVrT5N20D4 |  | Radial wake velocity deficits for radial node 20 and downstream distance 04 of turbine 05 |  | (m/s)
| WkDfVrT5N20D5 |  | Radial wake velocity deficits for radial node 20 and downstream distance 05 of turbine 05 |  | (m/s)
| WkDfVrT5N20D6 |  | Radial wake velocity deficits for radial node 20 and downstream distance 06 of turbine 05 |  | (m/s)
| WkDfVrT5N20D7 |  | Radial wake velocity deficits for radial node 20 and downstream distance 07 of turbine 05 |  | (m/s)
| WkDfVrT5N20D8 |  | Radial wake velocity deficits for radial node 20 and downstream distance 08 of turbine 05 |  | (m/s)
| WkDfVrT5N20D9 |  | Radial wake velocity deficits for radial node 20 and downstream distance 09 of turbine 05 |  | (m/s)
| WkDfVrT6N01D1 |  | Radial wake velocity deficits for radial node 01 and downstream distance 01 of turbine 06 |  | (m/s)
| WkDfVrT6N01D2 |  | Radial wake velocity deficits for radial node 01 and downstream distance 02 of turbine 06 |  | (m/s)
| WkDfVrT6N01D3 |  | Radial wake velocity deficits for radial node 01 and downstream distance 03 of turbine 06 |  | (m/s)
| WkDfVrT6N01D4 |  | Radial wake velocity deficits for radial node 01 and downstream distance 04 of turbine 06 |  | (m/s)
| WkDfVrT6N01D5 |  | Radial wake velocity deficits for radial node 01 and downstream distance 05 of turbine 06 |  | (m/s)
| WkDfVrT6N01D6 |  | Radial wake velocity deficits for radial node 01 and downstream distance 06 of turbine 06 |  | (m/s)
| WkDfVrT6N01D7 |  | Radial wake velocity deficits for radial node 01 and downstream distance 07 of turbine 06 |  | (m/s)
| WkDfVrT6N01D8 |  | Radial wake velocity deficits for radial node 01 and downstream distance 08 of turbine 06 |  | (m/s)
| WkDfVrT6N01D9 |  | Radial wake velocity deficits for radial node 01 and downstream distance 09 of turbine 06 |  | (m/s)
| WkDfVrT6N02D1 |  | Radial wake velocity deficits for radial node 02 and downstream distance 01 of turbine 06 |  | (m/s)
| WkDfVrT6N02D2 |  | Radial wake velocity deficits for radial node 02 and downstream distance 02 of turbine 06 |  | (m/s)
| WkDfVrT6N02D3 |  | Radial wake velocity deficits for radial node 02 and downstream distance 03 of turbine 06 |  | (m/s)
| WkDfVrT6N02D4 |  | Radial wake velocity deficits for radial node 02 and downstream distance 04 of turbine 06 |  | (m/s)
| WkDfVrT6N02D5 |  | Radial wake velocity deficits for radial node 02 and downstream distance 05 of turbine 06 |  | (m/s)
| WkDfVrT6N02D6 |  | Radial wake velocity deficits for radial node 02 and downstream distance 06 of turbine 06 |  | (m/s)
| WkDfVrT6N02D7 |  | Radial wake velocity deficits for radial node 02 and downstream distance 07 of turbine 06 |  | (m/s)
| WkDfVrT6N02D8 |  | Radial wake velocity deficits for radial node 02 and downstream distance 08 of turbine 06 |  | (m/s)
| WkDfVrT6N02D9 |  | Radial wake velocity deficits for radial node 02 and downstream distance 09 of turbine 06 |  | (m/s)
| WkDfVrT6N03D1 |  | Radial wake velocity deficits for radial node 03 and downstream distance 01 of turbine 06 |  | (m/s)
| WkDfVrT6N03D2 |  | Radial wake velocity deficits for radial node 03 and downstream distance 02 of turbine 06 |  | (m/s)
| WkDfVrT6N03D3 |  | Radial wake velocity deficits for radial node 03 and downstream distance 03 of turbine 06 |  | (m/s)
| WkDfVrT6N03D4 |  | Radial wake velocity deficits for radial node 03 and downstream distance 04 of turbine 06 |  | (m/s)
| WkDfVrT6N03D5 |  | Radial wake velocity deficits for radial node 03 and downstream distance 05 of turbine 06 |  | (m/s)
| WkDfVrT6N03D6 |  | Radial wake velocity deficits for radial node 03 and downstream distance 06 of turbine 06 |  | (m/s)
| WkDfVrT6N03D7 |  | Radial wake velocity deficits for radial node 03 and downstream distance 07 of turbine 06 |  | (m/s)
| WkDfVrT6N03D8 |  | Radial wake velocity deficits for radial node 03 and downstream distance 08 of turbine 06 |  | (m/s)
| WkDfVrT6N03D9 |  | Radial wake velocity deficits for radial node 03 and downstream distance 09 of turbine 06 |  | (m/s)
| WkDfVrT6N04D1 |  | Radial wake velocity deficits for radial node 04 and downstream distance 01 of turbine 06 |  | (m/s)
| WkDfVrT6N04D2 |  | Radial wake velocity deficits for radial node 04 and downstream distance 02 of turbine 06 |  | (m/s)
| WkDfVrT6N04D3 |  | Radial wake velocity deficits for radial node 04 and downstream distance 03 of turbine 06 |  | (m/s)
| WkDfVrT6N04D4 |  | Radial wake velocity deficits for radial node 04 and downstream distance 04 of turbine 06 |  | (m/s)
| WkDfVrT6N04D5 |  | Radial wake velocity deficits for radial node 04 and downstream distance 05 of turbine 06 |  | (m/s)
| WkDfVrT6N04D6 |  | Radial wake velocity deficits for radial node 04 and downstream distance 06 of turbine 06 |  | (m/s)
| WkDfVrT6N04D7 |  | Radial wake velocity deficits for radial node 04 and downstream distance 07 of turbine 06 |  | (m/s)
| WkDfVrT6N04D8 |  | Radial wake velocity deficits for radial node 04 and downstream distance 08 of turbine 06 |  | (m/s)
| WkDfVrT6N04D9 |  | Radial wake velocity deficits for radial node 04 and downstream distance 09 of turbine 06 |  | (m/s)
| WkDfVrT6N05D1 |  | Radial wake velocity deficits for radial node 05 and downstream distance 01 of turbine 06 |  | (m/s)
| WkDfVrT6N05D2 |  | Radial wake velocity deficits for radial node 05 and downstream distance 02 of turbine 06 |  | (m/s)
| WkDfVrT6N05D3 |  | Radial wake velocity deficits for radial node 05 and downstream distance 03 of turbine 06 |  | (m/s)
| WkDfVrT6N05D4 |  | Radial wake velocity deficits for radial node 05 and downstream distance 04 of turbine 06 |  | (m/s)
| WkDfVrT6N05D5 |  | Radial wake velocity deficits for radial node 05 and downstream distance 05 of turbine 06 |  | (m/s)
| WkDfVrT6N05D6 |  | Radial wake velocity deficits for radial node 05 and downstream distance 06 of turbine 06 |  | (m/s)
| WkDfVrT6N05D7 |  | Radial wake velocity deficits for radial node 05 and downstream distance 07 of turbine 06 |  | (m/s)
| WkDfVrT6N05D8 |  | Radial wake velocity deficits for radial node 05 and downstream distance 08 of turbine 06 |  | (m/s)
| WkDfVrT6N05D9 |  | Radial wake velocity deficits for radial node 05 and downstream distance 09 of turbine 06 |  | (m/s)
| WkDfVrT6N06D1 |  | Radial wake velocity deficits for radial node 06 and downstream distance 01 of turbine 06 |  | (m/s)
| WkDfVrT6N06D2 |  | Radial wake velocity deficits for radial node 06 and downstream distance 02 of turbine 06 |  | (m/s)
| WkDfVrT6N06D3 |  | Radial wake velocity deficits for radial node 06 and downstream distance 03 of turbine 06 |  | (m/s)
| WkDfVrT6N06D4 |  | Radial wake velocity deficits for radial node 06 and downstream distance 04 of turbine 06 |  | (m/s)
| WkDfVrT6N06D5 |  | Radial wake velocity deficits for radial node 06 and downstream distance 05 of turbine 06 |  | (m/s)
| WkDfVrT6N06D6 |  | Radial wake velocity deficits for radial node 06 and downstream distance 06 of turbine 06 |  | (m/s)
| WkDfVrT6N06D7 |  | Radial wake velocity deficits for radial node 06 and downstream distance 07 of turbine 06 |  | (m/s)
| WkDfVrT6N06D8 |  | Radial wake velocity deficits for radial node 06 and downstream distance 08 of turbine 06 |  | (m/s)
| WkDfVrT6N06D9 |  | Radial wake velocity deficits for radial node 06 and downstream distance 09 of turbine 06 |  | (m/s)
| WkDfVrT6N07D1 |  | Radial wake velocity deficits for radial node 07 and downstream distance 01 of turbine 06 |  | (m/s)
| WkDfVrT6N07D2 |  | Radial wake velocity deficits for radial node 07 and downstream distance 02 of turbine 06 |  | (m/s)
| WkDfVrT6N07D3 |  | Radial wake velocity deficits for radial node 07 and downstream distance 03 of turbine 06 |  | (m/s)
| WkDfVrT6N07D4 |  | Radial wake velocity deficits for radial node 07 and downstream distance 04 of turbine 06 |  | (m/s)
| WkDfVrT6N07D5 |  | Radial wake velocity deficits for radial node 07 and downstream distance 05 of turbine 06 |  | (m/s)
| WkDfVrT6N07D6 |  | Radial wake velocity deficits for radial node 07 and downstream distance 06 of turbine 06 |  | (m/s)
| WkDfVrT6N07D7 |  | Radial wake velocity deficits for radial node 07 and downstream distance 07 of turbine 06 |  | (m/s)
| WkDfVrT6N07D8 |  | Radial wake velocity deficits for radial node 07 and downstream distance 08 of turbine 06 |  | (m/s)
| WkDfVrT6N07D9 |  | Radial wake velocity deficits for radial node 07 and downstream distance 09 of turbine 06 |  | (m/s)
| WkDfVrT6N08D1 |  | Radial wake velocity deficits for radial node 08 and downstream distance 01 of turbine 06 |  | (m/s)
| WkDfVrT6N08D2 |  | Radial wake velocity deficits for radial node 08 and downstream distance 02 of turbine 06 |  | (m/s)
| WkDfVrT6N08D3 |  | Radial wake velocity deficits for radial node 08 and downstream distance 03 of turbine 06 |  | (m/s)
| WkDfVrT6N08D4 |  | Radial wake velocity deficits for radial node 08 and downstream distance 04 of turbine 06 |  | (m/s)
| WkDfVrT6N08D5 |  | Radial wake velocity deficits for radial node 08 and downstream distance 05 of turbine 06 |  | (m/s)
| WkDfVrT6N08D6 |  | Radial wake velocity deficits for radial node 08 and downstream distance 06 of turbine 06 |  | (m/s)
| WkDfVrT6N08D7 |  | Radial wake velocity deficits for radial node 08 and downstream distance 07 of turbine 06 |  | (m/s)
| WkDfVrT6N08D8 |  | Radial wake velocity deficits for radial node 08 and downstream distance 08 of turbine 06 |  | (m/s)
| WkDfVrT6N08D9 |  | Radial wake velocity deficits for radial node 08 and downstream distance 09 of turbine 06 |  | (m/s)
| WkDfVrT6N09D1 |  | Radial wake velocity deficits for radial node 09 and downstream distance 01 of turbine 06 |  | (m/s)
| WkDfVrT6N09D2 |  | Radial wake velocity deficits for radial node 09 and downstream distance 02 of turbine 06 |  | (m/s)
| WkDfVrT6N09D3 |  | Radial wake velocity deficits for radial node 09 and downstream distance 03 of turbine 06 |  | (m/s)
| WkDfVrT6N09D4 |  | Radial wake velocity deficits for radial node 09 and downstream distance 04 of turbine 06 |  | (m/s)
| WkDfVrT6N09D5 |  | Radial wake velocity deficits for radial node 09 and downstream distance 05 of turbine 06 |  | (m/s)
| WkDfVrT6N09D6 |  | Radial wake velocity deficits for radial node 09 and downstream distance 06 of turbine 06 |  | (m/s)
| WkDfVrT6N09D7 |  | Radial wake velocity deficits for radial node 09 and downstream distance 07 of turbine 06 |  | (m/s)
| WkDfVrT6N09D8 |  | Radial wake velocity deficits for radial node 09 and downstream distance 08 of turbine 06 |  | (m/s)
| WkDfVrT6N09D9 |  | Radial wake velocity deficits for radial node 09 and downstream distance 09 of turbine 06 |  | (m/s)
| WkDfVrT6N10D1 |  | Radial wake velocity deficits for radial node 10 and downstream distance 01 of turbine 06 |  | (m/s)
| WkDfVrT6N10D2 |  | Radial wake velocity deficits for radial node 10 and downstream distance 02 of turbine 06 |  | (m/s)
| WkDfVrT6N10D3 |  | Radial wake velocity deficits for radial node 10 and downstream distance 03 of turbine 06 |  | (m/s)
| WkDfVrT6N10D4 |  | Radial wake velocity deficits for radial node 10 and downstream distance 04 of turbine 06 |  | (m/s)
| WkDfVrT6N10D5 |  | Radial wake velocity deficits for radial node 10 and downstream distance 05 of turbine 06 |  | (m/s)
| WkDfVrT6N10D6 |  | Radial wake velocity deficits for radial node 10 and downstream distance 06 of turbine 06 |  | (m/s)
| WkDfVrT6N10D7 |  | Radial wake velocity deficits for radial node 10 and downstream distance 07 of turbine 06 |  | (m/s)
| WkDfVrT6N10D8 |  | Radial wake velocity deficits for radial node 10 and downstream distance 08 of turbine 06 |  | (m/s)
| WkDfVrT6N10D9 |  | Radial wake velocity deficits for radial node 10 and downstream distance 09 of turbine 06 |  | (m/s)
| WkDfVrT6N11D1 |  | Radial wake velocity deficits for radial node 11 and downstream distance 01 of turbine 06 |  | (m/s)
| WkDfVrT6N11D2 |  | Radial wake velocity deficits for radial node 11 and downstream distance 02 of turbine 06 |  | (m/s)
| WkDfVrT6N11D3 |  | Radial wake velocity deficits for radial node 11 and downstream distance 03 of turbine 06 |  | (m/s)
| WkDfVrT6N11D4 |  | Radial wake velocity deficits for radial node 11 and downstream distance 04 of turbine 06 |  | (m/s)
| WkDfVrT6N11D5 |  | Radial wake velocity deficits for radial node 11 and downstream distance 05 of turbine 06 |  | (m/s)
| WkDfVrT6N11D6 |  | Radial wake velocity deficits for radial node 11 and downstream distance 06 of turbine 06 |  | (m/s)
| WkDfVrT6N11D7 |  | Radial wake velocity deficits for radial node 11 and downstream distance 07 of turbine 06 |  | (m/s)
| WkDfVrT6N11D8 |  | Radial wake velocity deficits for radial node 11 and downstream distance 08 of turbine 06 |  | (m/s)
| WkDfVrT6N11D9 |  | Radial wake velocity deficits for radial node 11 and downstream distance 09 of turbine 06 |  | (m/s)
| WkDfVrT6N12D1 |  | Radial wake velocity deficits for radial node 12 and downstream distance 01 of turbine 06 |  | (m/s)
| WkDfVrT6N12D2 |  | Radial wake velocity deficits for radial node 12 and downstream distance 02 of turbine 06 |  | (m/s)
| WkDfVrT6N12D3 |  | Radial wake velocity deficits for radial node 12 and downstream distance 03 of turbine 06 |  | (m/s)
| WkDfVrT6N12D4 |  | Radial wake velocity deficits for radial node 12 and downstream distance 04 of turbine 06 |  | (m/s)
| WkDfVrT6N12D5 |  | Radial wake velocity deficits for radial node 12 and downstream distance 05 of turbine 06 |  | (m/s)
| WkDfVrT6N12D6 |  | Radial wake velocity deficits for radial node 12 and downstream distance 06 of turbine 06 |  | (m/s)
| WkDfVrT6N12D7 |  | Radial wake velocity deficits for radial node 12 and downstream distance 07 of turbine 06 |  | (m/s)
| WkDfVrT6N12D8 |  | Radial wake velocity deficits for radial node 12 and downstream distance 08 of turbine 06 |  | (m/s)
| WkDfVrT6N12D9 |  | Radial wake velocity deficits for radial node 12 and downstream distance 09 of turbine 06 |  | (m/s)
| WkDfVrT6N13D1 |  | Radial wake velocity deficits for radial node 13 and downstream distance 01 of turbine 06 |  | (m/s)
| WkDfVrT6N13D2 |  | Radial wake velocity deficits for radial node 13 and downstream distance 02 of turbine 06 |  | (m/s)
| WkDfVrT6N13D3 |  | Radial wake velocity deficits for radial node 13 and downstream distance 03 of turbine 06 |  | (m/s)
| WkDfVrT6N13D4 |  | Radial wake velocity deficits for radial node 13 and downstream distance 04 of turbine 06 |  | (m/s)
| WkDfVrT6N13D5 |  | Radial wake velocity deficits for radial node 13 and downstream distance 05 of turbine 06 |  | (m/s)
| WkDfVrT6N13D6 |  | Radial wake velocity deficits for radial node 13 and downstream distance 06 of turbine 06 |  | (m/s)
| WkDfVrT6N13D7 |  | Radial wake velocity deficits for radial node 13 and downstream distance 07 of turbine 06 |  | (m/s)
| WkDfVrT6N13D8 |  | Radial wake velocity deficits for radial node 13 and downstream distance 08 of turbine 06 |  | (m/s)
| WkDfVrT6N13D9 |  | Radial wake velocity deficits for radial node 13 and downstream distance 09 of turbine 06 |  | (m/s)
| WkDfVrT6N14D1 |  | Radial wake velocity deficits for radial node 14 and downstream distance 01 of turbine 06 |  | (m/s)
| WkDfVrT6N14D2 |  | Radial wake velocity deficits for radial node 14 and downstream distance 02 of turbine 06 |  | (m/s)
| WkDfVrT6N14D3 |  | Radial wake velocity deficits for radial node 14 and downstream distance 03 of turbine 06 |  | (m/s)
| WkDfVrT6N14D4 |  | Radial wake velocity deficits for radial node 14 and downstream distance 04 of turbine 06 |  | (m/s)
| WkDfVrT6N14D5 |  | Radial wake velocity deficits for radial node 14 and downstream distance 05 of turbine 06 |  | (m/s)
| WkDfVrT6N14D6 |  | Radial wake velocity deficits for radial node 14 and downstream distance 06 of turbine 06 |  | (m/s)
| WkDfVrT6N14D7 |  | Radial wake velocity deficits for radial node 14 and downstream distance 07 of turbine 06 |  | (m/s)
| WkDfVrT6N14D8 |  | Radial wake velocity deficits for radial node 14 and downstream distance 08 of turbine 06 |  | (m/s)
| WkDfVrT6N14D9 |  | Radial wake velocity deficits for radial node 14 and downstream distance 09 of turbine 06 |  | (m/s)
| WkDfVrT6N15D1 |  | Radial wake velocity deficits for radial node 15 and downstream distance 01 of turbine 06 |  | (m/s)
| WkDfVrT6N15D2 |  | Radial wake velocity deficits for radial node 15 and downstream distance 02 of turbine 06 |  | (m/s)
| WkDfVrT6N15D3 |  | Radial wake velocity deficits for radial node 15 and downstream distance 03 of turbine 06 |  | (m/s)
| WkDfVrT6N15D4 |  | Radial wake velocity deficits for radial node 15 and downstream distance 04 of turbine 06 |  | (m/s)
| WkDfVrT6N15D5 |  | Radial wake velocity deficits for radial node 15 and downstream distance 05 of turbine 06 |  | (m/s)
| WkDfVrT6N15D6 |  | Radial wake velocity deficits for radial node 15 and downstream distance 06 of turbine 06 |  | (m/s)
| WkDfVrT6N15D7 |  | Radial wake velocity deficits for radial node 15 and downstream distance 07 of turbine 06 |  | (m/s)
| WkDfVrT6N15D8 |  | Radial wake velocity deficits for radial node 15 and downstream distance 08 of turbine 06 |  | (m/s)
| WkDfVrT6N15D9 |  | Radial wake velocity deficits for radial node 15 and downstream distance 09 of turbine 06 |  | (m/s)
| WkDfVrT6N16D1 |  | Radial wake velocity deficits for radial node 16 and downstream distance 01 of turbine 06 |  | (m/s)
| WkDfVrT6N16D2 |  | Radial wake velocity deficits for radial node 16 and downstream distance 02 of turbine 06 |  | (m/s)
| WkDfVrT6N16D3 |  | Radial wake velocity deficits for radial node 16 and downstream distance 03 of turbine 06 |  | (m/s)
| WkDfVrT6N16D4 |  | Radial wake velocity deficits for radial node 16 and downstream distance 04 of turbine 06 |  | (m/s)
| WkDfVrT6N16D5 |  | Radial wake velocity deficits for radial node 16 and downstream distance 05 of turbine 06 |  | (m/s)
| WkDfVrT6N16D6 |  | Radial wake velocity deficits for radial node 16 and downstream distance 06 of turbine 06 |  | (m/s)
| WkDfVrT6N16D7 |  | Radial wake velocity deficits for radial node 16 and downstream distance 07 of turbine 06 |  | (m/s)
| WkDfVrT6N16D8 |  | Radial wake velocity deficits for radial node 16 and downstream distance 08 of turbine 06 |  | (m/s)
| WkDfVrT6N16D9 |  | Radial wake velocity deficits for radial node 16 and downstream distance 09 of turbine 06 |  | (m/s)
| WkDfVrT6N17D1 |  | Radial wake velocity deficits for radial node 17 and downstream distance 01 of turbine 06 |  | (m/s)
| WkDfVrT6N17D2 |  | Radial wake velocity deficits for radial node 17 and downstream distance 02 of turbine 06 |  | (m/s)
| WkDfVrT6N17D3 |  | Radial wake velocity deficits for radial node 17 and downstream distance 03 of turbine 06 |  | (m/s)
| WkDfVrT6N17D4 |  | Radial wake velocity deficits for radial node 17 and downstream distance 04 of turbine 06 |  | (m/s)
| WkDfVrT6N17D5 |  | Radial wake velocity deficits for radial node 17 and downstream distance 05 of turbine 06 |  | (m/s)
| WkDfVrT6N17D6 |  | Radial wake velocity deficits for radial node 17 and downstream distance 06 of turbine 06 |  | (m/s)
| WkDfVrT6N17D7 |  | Radial wake velocity deficits for radial node 17 and downstream distance 07 of turbine 06 |  | (m/s)
| WkDfVrT6N17D8 |  | Radial wake velocity deficits for radial node 17 and downstream distance 08 of turbine 06 |  | (m/s)
| WkDfVrT6N17D9 |  | Radial wake velocity deficits for radial node 17 and downstream distance 09 of turbine 06 |  | (m/s)
| WkDfVrT6N18D1 |  | Radial wake velocity deficits for radial node 18 and downstream distance 01 of turbine 06 |  | (m/s)
| WkDfVrT6N18D2 |  | Radial wake velocity deficits for radial node 18 and downstream distance 02 of turbine 06 |  | (m/s)
| WkDfVrT6N18D3 |  | Radial wake velocity deficits for radial node 18 and downstream distance 03 of turbine 06 |  | (m/s)
| WkDfVrT6N18D4 |  | Radial wake velocity deficits for radial node 18 and downstream distance 04 of turbine 06 |  | (m/s)
| WkDfVrT6N18D5 |  | Radial wake velocity deficits for radial node 18 and downstream distance 05 of turbine 06 |  | (m/s)
| WkDfVrT6N18D6 |  | Radial wake velocity deficits for radial node 18 and downstream distance 06 of turbine 06 |  | (m/s)
| WkDfVrT6N18D7 |  | Radial wake velocity deficits for radial node 18 and downstream distance 07 of turbine 06 |  | (m/s)
| WkDfVrT6N18D8 |  | Radial wake velocity deficits for radial node 18 and downstream distance 08 of turbine 06 |  | (m/s)
| WkDfVrT6N18D9 |  | Radial wake velocity deficits for radial node 18 and downstream distance 09 of turbine 06 |  | (m/s)
| WkDfVrT6N19D1 |  | Radial wake velocity deficits for radial node 19 and downstream distance 01 of turbine 06 |  | (m/s)
| WkDfVrT6N19D2 |  | Radial wake velocity deficits for radial node 19 and downstream distance 02 of turbine 06 |  | (m/s)
| WkDfVrT6N19D3 |  | Radial wake velocity deficits for radial node 19 and downstream distance 03 of turbine 06 |  | (m/s)
| WkDfVrT6N19D4 |  | Radial wake velocity deficits for radial node 19 and downstream distance 04 of turbine 06 |  | (m/s)
| WkDfVrT6N19D5 |  | Radial wake velocity deficits for radial node 19 and downstream distance 05 of turbine 06 |  | (m/s)
| WkDfVrT6N19D6 |  | Radial wake velocity deficits for radial node 19 and downstream distance 06 of turbine 06 |  | (m/s)
| WkDfVrT6N19D7 |  | Radial wake velocity deficits for radial node 19 and downstream distance 07 of turbine 06 |  | (m/s)
| WkDfVrT6N19D8 |  | Radial wake velocity deficits for radial node 19 and downstream distance 08 of turbine 06 |  | (m/s)
| WkDfVrT6N19D9 |  | Radial wake velocity deficits for radial node 19 and downstream distance 09 of turbine 06 |  | (m/s)
| WkDfVrT6N20D1 |  | Radial wake velocity deficits for radial node 20 and downstream distance 01 of turbine 06 |  | (m/s)
| WkDfVrT6N20D2 |  | Radial wake velocity deficits for radial node 20 and downstream distance 02 of turbine 06 |  | (m/s)
| WkDfVrT6N20D3 |  | Radial wake velocity deficits for radial node 20 and downstream distance 03 of turbine 06 |  | (m/s)
| WkDfVrT6N20D4 |  | Radial wake velocity deficits for radial node 20 and downstream distance 04 of turbine 06 |  | (m/s)
| WkDfVrT6N20D5 |  | Radial wake velocity deficits for radial node 20 and downstream distance 05 of turbine 06 |  | (m/s)
| WkDfVrT6N20D6 |  | Radial wake velocity deficits for radial node 20 and downstream distance 06 of turbine 06 |  | (m/s)
| WkDfVrT6N20D7 |  | Radial wake velocity deficits for radial node 20 and downstream distance 07 of turbine 06 |  | (m/s)
| WkDfVrT6N20D8 |  | Radial wake velocity deficits for radial node 20 and downstream distance 08 of turbine 06 |  | (m/s)
| WkDfVrT6N20D9 |  | Radial wake velocity deficits for radial node 20 and downstream distance 09 of turbine 06 |  | (m/s)
| WkDfVrT7N01D1 |  | Radial wake velocity deficits for radial node 01 and downstream distance 01 of turbine 07 |  | (m/s)
| WkDfVrT7N01D2 |  | Radial wake velocity deficits for radial node 01 and downstream distance 02 of turbine 07 |  | (m/s)
| WkDfVrT7N01D3 |  | Radial wake velocity deficits for radial node 01 and downstream distance 03 of turbine 07 |  | (m/s)
| WkDfVrT7N01D4 |  | Radial wake velocity deficits for radial node 01 and downstream distance 04 of turbine 07 |  | (m/s)
| WkDfVrT7N01D5 |  | Radial wake velocity deficits for radial node 01 and downstream distance 05 of turbine 07 |  | (m/s)
| WkDfVrT7N01D6 |  | Radial wake velocity deficits for radial node 01 and downstream distance 06 of turbine 07 |  | (m/s)
| WkDfVrT7N01D7 |  | Radial wake velocity deficits for radial node 01 and downstream distance 07 of turbine 07 |  | (m/s)
| WkDfVrT7N01D8 |  | Radial wake velocity deficits for radial node 01 and downstream distance 08 of turbine 07 |  | (m/s)
| WkDfVrT7N01D9 |  | Radial wake velocity deficits for radial node 01 and downstream distance 09 of turbine 07 |  | (m/s)
| WkDfVrT7N02D1 |  | Radial wake velocity deficits for radial node 02 and downstream distance 01 of turbine 07 |  | (m/s)
| WkDfVrT7N02D2 |  | Radial wake velocity deficits for radial node 02 and downstream distance 02 of turbine 07 |  | (m/s)
| WkDfVrT7N02D3 |  | Radial wake velocity deficits for radial node 02 and downstream distance 03 of turbine 07 |  | (m/s)
| WkDfVrT7N02D4 |  | Radial wake velocity deficits for radial node 02 and downstream distance 04 of turbine 07 |  | (m/s)
| WkDfVrT7N02D5 |  | Radial wake velocity deficits for radial node 02 and downstream distance 05 of turbine 07 |  | (m/s)
| WkDfVrT7N02D6 |  | Radial wake velocity deficits for radial node 02 and downstream distance 06 of turbine 07 |  | (m/s)
| WkDfVrT7N02D7 |  | Radial wake velocity deficits for radial node 02 and downstream distance 07 of turbine 07 |  | (m/s)
| WkDfVrT7N02D8 |  | Radial wake velocity deficits for radial node 02 and downstream distance 08 of turbine 07 |  | (m/s)
| WkDfVrT7N02D9 |  | Radial wake velocity deficits for radial node 02 and downstream distance 09 of turbine 07 |  | (m/s)
| WkDfVrT7N03D1 |  | Radial wake velocity deficits for radial node 03 and downstream distance 01 of turbine 07 |  | (m/s)
| WkDfVrT7N03D2 |  | Radial wake velocity deficits for radial node 03 and downstream distance 02 of turbine 07 |  | (m/s)
| WkDfVrT7N03D3 |  | Radial wake velocity deficits for radial node 03 and downstream distance 03 of turbine 07 |  | (m/s)
| WkDfVrT7N03D4 |  | Radial wake velocity deficits for radial node 03 and downstream distance 04 of turbine 07 |  | (m/s)
| WkDfVrT7N03D5 |  | Radial wake velocity deficits for radial node 03 and downstream distance 05 of turbine 07 |  | (m/s)
| WkDfVrT7N03D6 |  | Radial wake velocity deficits for radial node 03 and downstream distance 06 of turbine 07 |  | (m/s)
| WkDfVrT7N03D7 |  | Radial wake velocity deficits for radial node 03 and downstream distance 07 of turbine 07 |  | (m/s)
| WkDfVrT7N03D8 |  | Radial wake velocity deficits for radial node 03 and downstream distance 08 of turbine 07 |  | (m/s)
| WkDfVrT7N03D9 |  | Radial wake velocity deficits for radial node 03 and downstream distance 09 of turbine 07 |  | (m/s)
| WkDfVrT7N04D1 |  | Radial wake velocity deficits for radial node 04 and downstream distance 01 of turbine 07 |  | (m/s)
| WkDfVrT7N04D2 |  | Radial wake velocity deficits for radial node 04 and downstream distance 02 of turbine 07 |  | (m/s)
| WkDfVrT7N04D3 |  | Radial wake velocity deficits for radial node 04 and downstream distance 03 of turbine 07 |  | (m/s)
| WkDfVrT7N04D4 |  | Radial wake velocity deficits for radial node 04 and downstream distance 04 of turbine 07 |  | (m/s)
| WkDfVrT7N04D5 |  | Radial wake velocity deficits for radial node 04 and downstream distance 05 of turbine 07 |  | (m/s)
| WkDfVrT7N04D6 |  | Radial wake velocity deficits for radial node 04 and downstream distance 06 of turbine 07 |  | (m/s)
| WkDfVrT7N04D7 |  | Radial wake velocity deficits for radial node 04 and downstream distance 07 of turbine 07 |  | (m/s)
| WkDfVrT7N04D8 |  | Radial wake velocity deficits for radial node 04 and downstream distance 08 of turbine 07 |  | (m/s)
| WkDfVrT7N04D9 |  | Radial wake velocity deficits for radial node 04 and downstream distance 09 of turbine 07 |  | (m/s)
| WkDfVrT7N05D1 |  | Radial wake velocity deficits for radial node 05 and downstream distance 01 of turbine 07 |  | (m/s)
| WkDfVrT7N05D2 |  | Radial wake velocity deficits for radial node 05 and downstream distance 02 of turbine 07 |  | (m/s)
| WkDfVrT7N05D3 |  | Radial wake velocity deficits for radial node 05 and downstream distance 03 of turbine 07 |  | (m/s)
| WkDfVrT7N05D4 |  | Radial wake velocity deficits for radial node 05 and downstream distance 04 of turbine 07 |  | (m/s)
| WkDfVrT7N05D5 |  | Radial wake velocity deficits for radial node 05 and downstream distance 05 of turbine 07 |  | (m/s)
| WkDfVrT7N05D6 |  | Radial wake velocity deficits for radial node 05 and downstream distance 06 of turbine 07 |  | (m/s)
| WkDfVrT7N05D7 |  | Radial wake velocity deficits for radial node 05 and downstream distance 07 of turbine 07 |  | (m/s)
| WkDfVrT7N05D8 |  | Radial wake velocity deficits for radial node 05 and downstream distance 08 of turbine 07 |  | (m/s)
| WkDfVrT7N05D9 |  | Radial wake velocity deficits for radial node 05 and downstream distance 09 of turbine 07 |  | (m/s)
| WkDfVrT7N06D1 |  | Radial wake velocity deficits for radial node 06 and downstream distance 01 of turbine 07 |  | (m/s)
| WkDfVrT7N06D2 |  | Radial wake velocity deficits for radial node 06 and downstream distance 02 of turbine 07 |  | (m/s)
| WkDfVrT7N06D3 |  | Radial wake velocity deficits for radial node 06 and downstream distance 03 of turbine 07 |  | (m/s)
| WkDfVrT7N06D4 |  | Radial wake velocity deficits for radial node 06 and downstream distance 04 of turbine 07 |  | (m/s)
| WkDfVrT7N06D5 |  | Radial wake velocity deficits for radial node 06 and downstream distance 05 of turbine 07 |  | (m/s)
| WkDfVrT7N06D6 |  | Radial wake velocity deficits for radial node 06 and downstream distance 06 of turbine 07 |  | (m/s)
| WkDfVrT7N06D7 |  | Radial wake velocity deficits for radial node 06 and downstream distance 07 of turbine 07 |  | (m/s)
| WkDfVrT7N06D8 |  | Radial wake velocity deficits for radial node 06 and downstream distance 08 of turbine 07 |  | (m/s)
| WkDfVrT7N06D9 |  | Radial wake velocity deficits for radial node 06 and downstream distance 09 of turbine 07 |  | (m/s)
| WkDfVrT7N07D1 |  | Radial wake velocity deficits for radial node 07 and downstream distance 01 of turbine 07 |  | (m/s)
| WkDfVrT7N07D2 |  | Radial wake velocity deficits for radial node 07 and downstream distance 02 of turbine 07 |  | (m/s)
| WkDfVrT7N07D3 |  | Radial wake velocity deficits for radial node 07 and downstream distance 03 of turbine 07 |  | (m/s)
| WkDfVrT7N07D4 |  | Radial wake velocity deficits for radial node 07 and downstream distance 04 of turbine 07 |  | (m/s)
| WkDfVrT7N07D5 |  | Radial wake velocity deficits for radial node 07 and downstream distance 05 of turbine 07 |  | (m/s)
| WkDfVrT7N07D6 |  | Radial wake velocity deficits for radial node 07 and downstream distance 06 of turbine 07 |  | (m/s)
| WkDfVrT7N07D7 |  | Radial wake velocity deficits for radial node 07 and downstream distance 07 of turbine 07 |  | (m/s)
| WkDfVrT7N07D8 |  | Radial wake velocity deficits for radial node 07 and downstream distance 08 of turbine 07 |  | (m/s)
| WkDfVrT7N07D9 |  | Radial wake velocity deficits for radial node 07 and downstream distance 09 of turbine 07 |  | (m/s)
| WkDfVrT7N08D1 |  | Radial wake velocity deficits for radial node 08 and downstream distance 01 of turbine 07 |  | (m/s)
| WkDfVrT7N08D2 |  | Radial wake velocity deficits for radial node 08 and downstream distance 02 of turbine 07 |  | (m/s)
| WkDfVrT7N08D3 |  | Radial wake velocity deficits for radial node 08 and downstream distance 03 of turbine 07 |  | (m/s)
| WkDfVrT7N08D4 |  | Radial wake velocity deficits for radial node 08 and downstream distance 04 of turbine 07 |  | (m/s)
| WkDfVrT7N08D5 |  | Radial wake velocity deficits for radial node 08 and downstream distance 05 of turbine 07 |  | (m/s)
| WkDfVrT7N08D6 |  | Radial wake velocity deficits for radial node 08 and downstream distance 06 of turbine 07 |  | (m/s)
| WkDfVrT7N08D7 |  | Radial wake velocity deficits for radial node 08 and downstream distance 07 of turbine 07 |  | (m/s)
| WkDfVrT7N08D8 |  | Radial wake velocity deficits for radial node 08 and downstream distance 08 of turbine 07 |  | (m/s)
| WkDfVrT7N08D9 |  | Radial wake velocity deficits for radial node 08 and downstream distance 09 of turbine 07 |  | (m/s)
| WkDfVrT7N09D1 |  | Radial wake velocity deficits for radial node 09 and downstream distance 01 of turbine 07 |  | (m/s)
| WkDfVrT7N09D2 |  | Radial wake velocity deficits for radial node 09 and downstream distance 02 of turbine 07 |  | (m/s)
| WkDfVrT7N09D3 |  | Radial wake velocity deficits for radial node 09 and downstream distance 03 of turbine 07 |  | (m/s)
| WkDfVrT7N09D4 |  | Radial wake velocity deficits for radial node 09 and downstream distance 04 of turbine 07 |  | (m/s)
| WkDfVrT7N09D5 |  | Radial wake velocity deficits for radial node 09 and downstream distance 05 of turbine 07 |  | (m/s)
| WkDfVrT7N09D6 |  | Radial wake velocity deficits for radial node 09 and downstream distance 06 of turbine 07 |  | (m/s)
| WkDfVrT7N09D7 |  | Radial wake velocity deficits for radial node 09 and downstream distance 07 of turbine 07 |  | (m/s)
| WkDfVrT7N09D8 |  | Radial wake velocity deficits for radial node 09 and downstream distance 08 of turbine 07 |  | (m/s)
| WkDfVrT7N09D9 |  | Radial wake velocity deficits for radial node 09 and downstream distance 09 of turbine 07 |  | (m/s)
| WkDfVrT7N10D1 |  | Radial wake velocity deficits for radial node 10 and downstream distance 01 of turbine 07 |  | (m/s)
| WkDfVrT7N10D2 |  | Radial wake velocity deficits for radial node 10 and downstream distance 02 of turbine 07 |  | (m/s)
| WkDfVrT7N10D3 |  | Radial wake velocity deficits for radial node 10 and downstream distance 03 of turbine 07 |  | (m/s)
| WkDfVrT7N10D4 |  | Radial wake velocity deficits for radial node 10 and downstream distance 04 of turbine 07 |  | (m/s)
| WkDfVrT7N10D5 |  | Radial wake velocity deficits for radial node 10 and downstream distance 05 of turbine 07 |  | (m/s)
| WkDfVrT7N10D6 |  | Radial wake velocity deficits for radial node 10 and downstream distance 06 of turbine 07 |  | (m/s)
| WkDfVrT7N10D7 |  | Radial wake velocity deficits for radial node 10 and downstream distance 07 of turbine 07 |  | (m/s)
| WkDfVrT7N10D8 |  | Radial wake velocity deficits for radial node 10 and downstream distance 08 of turbine 07 |  | (m/s)
| WkDfVrT7N10D9 |  | Radial wake velocity deficits for radial node 10 and downstream distance 09 of turbine 07 |  | (m/s)
| WkDfVrT7N11D1 |  | Radial wake velocity deficits for radial node 11 and downstream distance 01 of turbine 07 |  | (m/s)
| WkDfVrT7N11D2 |  | Radial wake velocity deficits for radial node 11 and downstream distance 02 of turbine 07 |  | (m/s)
| WkDfVrT7N11D3 |  | Radial wake velocity deficits for radial node 11 and downstream distance 03 of turbine 07 |  | (m/s)
| WkDfVrT7N11D4 |  | Radial wake velocity deficits for radial node 11 and downstream distance 04 of turbine 07 |  | (m/s)
| WkDfVrT7N11D5 |  | Radial wake velocity deficits for radial node 11 and downstream distance 05 of turbine 07 |  | (m/s)
| WkDfVrT7N11D6 |  | Radial wake velocity deficits for radial node 11 and downstream distance 06 of turbine 07 |  | (m/s)
| WkDfVrT7N11D7 |  | Radial wake velocity deficits for radial node 11 and downstream distance 07 of turbine 07 |  | (m/s)
| WkDfVrT7N11D8 |  | Radial wake velocity deficits for radial node 11 and downstream distance 08 of turbine 07 |  | (m/s)
| WkDfVrT7N11D9 |  | Radial wake velocity deficits for radial node 11 and downstream distance 09 of turbine 07 |  | (m/s)
| WkDfVrT7N12D1 |  | Radial wake velocity deficits for radial node 12 and downstream distance 01 of turbine 07 |  | (m/s)
| WkDfVrT7N12D2 |  | Radial wake velocity deficits for radial node 12 and downstream distance 02 of turbine 07 |  | (m/s)
| WkDfVrT7N12D3 |  | Radial wake velocity deficits for radial node 12 and downstream distance 03 of turbine 07 |  | (m/s)
| WkDfVrT7N12D4 |  | Radial wake velocity deficits for radial node 12 and downstream distance 04 of turbine 07 |  | (m/s)
| WkDfVrT7N12D5 |  | Radial wake velocity deficits for radial node 12 and downstream distance 05 of turbine 07 |  | (m/s)
| WkDfVrT7N12D6 |  | Radial wake velocity deficits for radial node 12 and downstream distance 06 of turbine 07 |  | (m/s)
| WkDfVrT7N12D7 |  | Radial wake velocity deficits for radial node 12 and downstream distance 07 of turbine 07 |  | (m/s)
| WkDfVrT7N12D8 |  | Radial wake velocity deficits for radial node 12 and downstream distance 08 of turbine 07 |  | (m/s)
| WkDfVrT7N12D9 |  | Radial wake velocity deficits for radial node 12 and downstream distance 09 of turbine 07 |  | (m/s)
| WkDfVrT7N13D1 |  | Radial wake velocity deficits for radial node 13 and downstream distance 01 of turbine 07 |  | (m/s)
| WkDfVrT7N13D2 |  | Radial wake velocity deficits for radial node 13 and downstream distance 02 of turbine 07 |  | (m/s)
| WkDfVrT7N13D3 |  | Radial wake velocity deficits for radial node 13 and downstream distance 03 of turbine 07 |  | (m/s)
| WkDfVrT7N13D4 |  | Radial wake velocity deficits for radial node 13 and downstream distance 04 of turbine 07 |  | (m/s)
| WkDfVrT7N13D5 |  | Radial wake velocity deficits for radial node 13 and downstream distance 05 of turbine 07 |  | (m/s)
| WkDfVrT7N13D6 |  | Radial wake velocity deficits for radial node 13 and downstream distance 06 of turbine 07 |  | (m/s)
| WkDfVrT7N13D7 |  | Radial wake velocity deficits for radial node 13 and downstream distance 07 of turbine 07 |  | (m/s)
| WkDfVrT7N13D8 |  | Radial wake velocity deficits for radial node 13 and downstream distance 08 of turbine 07 |  | (m/s)
| WkDfVrT7N13D9 |  | Radial wake velocity deficits for radial node 13 and downstream distance 09 of turbine 07 |  | (m/s)
| WkDfVrT7N14D1 |  | Radial wake velocity deficits for radial node 14 and downstream distance 01 of turbine 07 |  | (m/s)
| WkDfVrT7N14D2 |  | Radial wake velocity deficits for radial node 14 and downstream distance 02 of turbine 07 |  | (m/s)
| WkDfVrT7N14D3 |  | Radial wake velocity deficits for radial node 14 and downstream distance 03 of turbine 07 |  | (m/s)
| WkDfVrT7N14D4 |  | Radial wake velocity deficits for radial node 14 and downstream distance 04 of turbine 07 |  | (m/s)
| WkDfVrT7N14D5 |  | Radial wake velocity deficits for radial node 14 and downstream distance 05 of turbine 07 |  | (m/s)
| WkDfVrT7N14D6 |  | Radial wake velocity deficits for radial node 14 and downstream distance 06 of turbine 07 |  | (m/s)
| WkDfVrT7N14D7 |  | Radial wake velocity deficits for radial node 14 and downstream distance 07 of turbine 07 |  | (m/s)
| WkDfVrT7N14D8 |  | Radial wake velocity deficits for radial node 14 and downstream distance 08 of turbine 07 |  | (m/s)
| WkDfVrT7N14D9 |  | Radial wake velocity deficits for radial node 14 and downstream distance 09 of turbine 07 |  | (m/s)
| WkDfVrT7N15D1 |  | Radial wake velocity deficits for radial node 15 and downstream distance 01 of turbine 07 |  | (m/s)
| WkDfVrT7N15D2 |  | Radial wake velocity deficits for radial node 15 and downstream distance 02 of turbine 07 |  | (m/s)
| WkDfVrT7N15D3 |  | Radial wake velocity deficits for radial node 15 and downstream distance 03 of turbine 07 |  | (m/s)
| WkDfVrT7N15D4 |  | Radial wake velocity deficits for radial node 15 and downstream distance 04 of turbine 07 |  | (m/s)
| WkDfVrT7N15D5 |  | Radial wake velocity deficits for radial node 15 and downstream distance 05 of turbine 07 |  | (m/s)
| WkDfVrT7N15D6 |  | Radial wake velocity deficits for radial node 15 and downstream distance 06 of turbine 07 |  | (m/s)
| WkDfVrT7N15D7 |  | Radial wake velocity deficits for radial node 15 and downstream distance 07 of turbine 07 |  | (m/s)
| WkDfVrT7N15D8 |  | Radial wake velocity deficits for radial node 15 and downstream distance 08 of turbine 07 |  | (m/s)
| WkDfVrT7N15D9 |  | Radial wake velocity deficits for radial node 15 and downstream distance 09 of turbine 07 |  | (m/s)
| WkDfVrT7N16D1 |  | Radial wake velocity deficits for radial node 16 and downstream distance 01 of turbine 07 |  | (m/s)
| WkDfVrT7N16D2 |  | Radial wake velocity deficits for radial node 16 and downstream distance 02 of turbine 07 |  | (m/s)
| WkDfVrT7N16D3 |  | Radial wake velocity deficits for radial node 16 and downstream distance 03 of turbine 07 |  | (m/s)
| WkDfVrT7N16D4 |  | Radial wake velocity deficits for radial node 16 and downstream distance 04 of turbine 07 |  | (m/s)
| WkDfVrT7N16D5 |  | Radial wake velocity deficits for radial node 16 and downstream distance 05 of turbine 07 |  | (m/s)
| WkDfVrT7N16D6 |  | Radial wake velocity deficits for radial node 16 and downstream distance 06 of turbine 07 |  | (m/s)
| WkDfVrT7N16D7 |  | Radial wake velocity deficits for radial node 16 and downstream distance 07 of turbine 07 |  | (m/s)
| WkDfVrT7N16D8 |  | Radial wake velocity deficits for radial node 16 and downstream distance 08 of turbine 07 |  | (m/s)
| WkDfVrT7N16D9 |  | Radial wake velocity deficits for radial node 16 and downstream distance 09 of turbine 07 |  | (m/s)
| WkDfVrT7N17D1 |  | Radial wake velocity deficits for radial node 17 and downstream distance 01 of turbine 07 |  | (m/s)
| WkDfVrT7N17D2 |  | Radial wake velocity deficits for radial node 17 and downstream distance 02 of turbine 07 |  | (m/s)
| WkDfVrT7N17D3 |  | Radial wake velocity deficits for radial node 17 and downstream distance 03 of turbine 07 |  | (m/s)
| WkDfVrT7N17D4 |  | Radial wake velocity deficits for radial node 17 and downstream distance 04 of turbine 07 |  | (m/s)
| WkDfVrT7N17D5 |  | Radial wake velocity deficits for radial node 17 and downstream distance 05 of turbine 07 |  | (m/s)
| WkDfVrT7N17D6 |  | Radial wake velocity deficits for radial node 17 and downstream distance 06 of turbine 07 |  | (m/s)
| WkDfVrT7N17D7 |  | Radial wake velocity deficits for radial node 17 and downstream distance 07 of turbine 07 |  | (m/s)
| WkDfVrT7N17D8 |  | Radial wake velocity deficits for radial node 17 and downstream distance 08 of turbine 07 |  | (m/s)
| WkDfVrT7N17D9 |  | Radial wake velocity deficits for radial node 17 and downstream distance 09 of turbine 07 |  | (m/s)
| WkDfVrT7N18D1 |  | Radial wake velocity deficits for radial node 18 and downstream distance 01 of turbine 07 |  | (m/s)
| WkDfVrT7N18D2 |  | Radial wake velocity deficits for radial node 18 and downstream distance 02 of turbine 07 |  | (m/s)
| WkDfVrT7N18D3 |  | Radial wake velocity deficits for radial node 18 and downstream distance 03 of turbine 07 |  | (m/s)
| WkDfVrT7N18D4 |  | Radial wake velocity deficits for radial node 18 and downstream distance 04 of turbine 07 |  | (m/s)
| WkDfVrT7N18D5 |  | Radial wake velocity deficits for radial node 18 and downstream distance 05 of turbine 07 |  | (m/s)
| WkDfVrT7N18D6 |  | Radial wake velocity deficits for radial node 18 and downstream distance 06 of turbine 07 |  | (m/s)
| WkDfVrT7N18D7 |  | Radial wake velocity deficits for radial node 18 and downstream distance 07 of turbine 07 |  | (m/s)
| WkDfVrT7N18D8 |  | Radial wake velocity deficits for radial node 18 and downstream distance 08 of turbine 07 |  | (m/s)
| WkDfVrT7N18D9 |  | Radial wake velocity deficits for radial node 18 and downstream distance 09 of turbine 07 |  | (m/s)
| WkDfVrT7N19D1 |  | Radial wake velocity deficits for radial node 19 and downstream distance 01 of turbine 07 |  | (m/s)
| WkDfVrT7N19D2 |  | Radial wake velocity deficits for radial node 19 and downstream distance 02 of turbine 07 |  | (m/s)
| WkDfVrT7N19D3 |  | Radial wake velocity deficits for radial node 19 and downstream distance 03 of turbine 07 |  | (m/s)
| WkDfVrT7N19D4 |  | Radial wake velocity deficits for radial node 19 and downstream distance 04 of turbine 07 |  | (m/s)
| WkDfVrT7N19D5 |  | Radial wake velocity deficits for radial node 19 and downstream distance 05 of turbine 07 |  | (m/s)
| WkDfVrT7N19D6 |  | Radial wake velocity deficits for radial node 19 and downstream distance 06 of turbine 07 |  | (m/s)
| WkDfVrT7N19D7 |  | Radial wake velocity deficits for radial node 19 and downstream distance 07 of turbine 07 |  | (m/s)
| WkDfVrT7N19D8 |  | Radial wake velocity deficits for radial node 19 and downstream distance 08 of turbine 07 |  | (m/s)
| WkDfVrT7N19D9 |  | Radial wake velocity deficits for radial node 19 and downstream distance 09 of turbine 07 |  | (m/s)
| WkDfVrT7N20D1 |  | Radial wake velocity deficits for radial node 20 and downstream distance 01 of turbine 07 |  | (m/s)
| WkDfVrT7N20D2 |  | Radial wake velocity deficits for radial node 20 and downstream distance 02 of turbine 07 |  | (m/s)
| WkDfVrT7N20D3 |  | Radial wake velocity deficits for radial node 20 and downstream distance 03 of turbine 07 |  | (m/s)
| WkDfVrT7N20D4 |  | Radial wake velocity deficits for radial node 20 and downstream distance 04 of turbine 07 |  | (m/s)
| WkDfVrT7N20D5 |  | Radial wake velocity deficits for radial node 20 and downstream distance 05 of turbine 07 |  | (m/s)
| WkDfVrT7N20D6 |  | Radial wake velocity deficits for radial node 20 and downstream distance 06 of turbine 07 |  | (m/s)
| WkDfVrT7N20D7 |  | Radial wake velocity deficits for radial node 20 and downstream distance 07 of turbine 07 |  | (m/s)
| WkDfVrT7N20D8 |  | Radial wake velocity deficits for radial node 20 and downstream distance 08 of turbine 07 |  | (m/s)
| WkDfVrT7N20D9 |  | Radial wake velocity deficits for radial node 20 and downstream distance 09 of turbine 07 |  | (m/s)
| WkDfVrT8N01D1 |  | Radial wake velocity deficits for radial node 01 and downstream distance 01 of turbine 08 |  | (m/s)
| WkDfVrT8N01D2 |  | Radial wake velocity deficits for radial node 01 and downstream distance 02 of turbine 08 |  | (m/s)
| WkDfVrT8N01D3 |  | Radial wake velocity deficits for radial node 01 and downstream distance 03 of turbine 08 |  | (m/s)
| WkDfVrT8N01D4 |  | Radial wake velocity deficits for radial node 01 and downstream distance 04 of turbine 08 |  | (m/s)
| WkDfVrT8N01D5 |  | Radial wake velocity deficits for radial node 01 and downstream distance 05 of turbine 08 |  | (m/s)
| WkDfVrT8N01D6 |  | Radial wake velocity deficits for radial node 01 and downstream distance 06 of turbine 08 |  | (m/s)
| WkDfVrT8N01D7 |  | Radial wake velocity deficits for radial node 01 and downstream distance 07 of turbine 08 |  | (m/s)
| WkDfVrT8N01D8 |  | Radial wake velocity deficits for radial node 01 and downstream distance 08 of turbine 08 |  | (m/s)
| WkDfVrT8N01D9 |  | Radial wake velocity deficits for radial node 01 and downstream distance 09 of turbine 08 |  | (m/s)
| WkDfVrT8N02D1 |  | Radial wake velocity deficits for radial node 02 and downstream distance 01 of turbine 08 |  | (m/s)
| WkDfVrT8N02D2 |  | Radial wake velocity deficits for radial node 02 and downstream distance 02 of turbine 08 |  | (m/s)
| WkDfVrT8N02D3 |  | Radial wake velocity deficits for radial node 02 and downstream distance 03 of turbine 08 |  | (m/s)
| WkDfVrT8N02D4 |  | Radial wake velocity deficits for radial node 02 and downstream distance 04 of turbine 08 |  | (m/s)
| WkDfVrT8N02D5 |  | Radial wake velocity deficits for radial node 02 and downstream distance 05 of turbine 08 |  | (m/s)
| WkDfVrT8N02D6 |  | Radial wake velocity deficits for radial node 02 and downstream distance 06 of turbine 08 |  | (m/s)
| WkDfVrT8N02D7 |  | Radial wake velocity deficits for radial node 02 and downstream distance 07 of turbine 08 |  | (m/s)
| WkDfVrT8N02D8 |  | Radial wake velocity deficits for radial node 02 and downstream distance 08 of turbine 08 |  | (m/s)
| WkDfVrT8N02D9 |  | Radial wake velocity deficits for radial node 02 and downstream distance 09 of turbine 08 |  | (m/s)
| WkDfVrT8N03D1 |  | Radial wake velocity deficits for radial node 03 and downstream distance 01 of turbine 08 |  | (m/s)
| WkDfVrT8N03D2 |  | Radial wake velocity deficits for radial node 03 and downstream distance 02 of turbine 08 |  | (m/s)
| WkDfVrT8N03D3 |  | Radial wake velocity deficits for radial node 03 and downstream distance 03 of turbine 08 |  | (m/s)
| WkDfVrT8N03D4 |  | Radial wake velocity deficits for radial node 03 and downstream distance 04 of turbine 08 |  | (m/s)
| WkDfVrT8N03D5 |  | Radial wake velocity deficits for radial node 03 and downstream distance 05 of turbine 08 |  | (m/s)
| WkDfVrT8N03D6 |  | Radial wake velocity deficits for radial node 03 and downstream distance 06 of turbine 08 |  | (m/s)
| WkDfVrT8N03D7 |  | Radial wake velocity deficits for radial node 03 and downstream distance 07 of turbine 08 |  | (m/s)
| WkDfVrT8N03D8 |  | Radial wake velocity deficits for radial node 03 and downstream distance 08 of turbine 08 |  | (m/s)
| WkDfVrT8N03D9 |  | Radial wake velocity deficits for radial node 03 and downstream distance 09 of turbine 08 |  | (m/s)
| WkDfVrT8N04D1 |  | Radial wake velocity deficits for radial node 04 and downstream distance 01 of turbine 08 |  | (m/s)
| WkDfVrT8N04D2 |  | Radial wake velocity deficits for radial node 04 and downstream distance 02 of turbine 08 |  | (m/s)
| WkDfVrT8N04D3 |  | Radial wake velocity deficits for radial node 04 and downstream distance 03 of turbine 08 |  | (m/s)
| WkDfVrT8N04D4 |  | Radial wake velocity deficits for radial node 04 and downstream distance 04 of turbine 08 |  | (m/s)
| WkDfVrT8N04D5 |  | Radial wake velocity deficits for radial node 04 and downstream distance 05 of turbine 08 |  | (m/s)
| WkDfVrT8N04D6 |  | Radial wake velocity deficits for radial node 04 and downstream distance 06 of turbine 08 |  | (m/s)
| WkDfVrT8N04D7 |  | Radial wake velocity deficits for radial node 04 and downstream distance 07 of turbine 08 |  | (m/s)
| WkDfVrT8N04D8 |  | Radial wake velocity deficits for radial node 04 and downstream distance 08 of turbine 08 |  | (m/s)
| WkDfVrT8N04D9 |  | Radial wake velocity deficits for radial node 04 and downstream distance 09 of turbine 08 |  | (m/s)
| WkDfVrT8N05D1 |  | Radial wake velocity deficits for radial node 05 and downstream distance 01 of turbine 08 |  | (m/s)
| WkDfVrT8N05D2 |  | Radial wake velocity deficits for radial node 05 and downstream distance 02 of turbine 08 |  | (m/s)
| WkDfVrT8N05D3 |  | Radial wake velocity deficits for radial node 05 and downstream distance 03 of turbine 08 |  | (m/s)
| WkDfVrT8N05D4 |  | Radial wake velocity deficits for radial node 05 and downstream distance 04 of turbine 08 |  | (m/s)
| WkDfVrT8N05D5 |  | Radial wake velocity deficits for radial node 05 and downstream distance 05 of turbine 08 |  | (m/s)
| WkDfVrT8N05D6 |  | Radial wake velocity deficits for radial node 05 and downstream distance 06 of turbine 08 |  | (m/s)
| WkDfVrT8N05D7 |  | Radial wake velocity deficits for radial node 05 and downstream distance 07 of turbine 08 |  | (m/s)
| WkDfVrT8N05D8 |  | Radial wake velocity deficits for radial node 05 and downstream distance 08 of turbine 08 |  | (m/s)
| WkDfVrT8N05D9 |  | Radial wake velocity deficits for radial node 05 and downstream distance 09 of turbine 08 |  | (m/s)
| WkDfVrT8N06D1 |  | Radial wake velocity deficits for radial node 06 and downstream distance 01 of turbine 08 |  | (m/s)
| WkDfVrT8N06D2 |  | Radial wake velocity deficits for radial node 06 and downstream distance 02 of turbine 08 |  | (m/s)
| WkDfVrT8N06D3 |  | Radial wake velocity deficits for radial node 06 and downstream distance 03 of turbine 08 |  | (m/s)
| WkDfVrT8N06D4 |  | Radial wake velocity deficits for radial node 06 and downstream distance 04 of turbine 08 |  | (m/s)
| WkDfVrT8N06D5 |  | Radial wake velocity deficits for radial node 06 and downstream distance 05 of turbine 08 |  | (m/s)
| WkDfVrT8N06D6 |  | Radial wake velocity deficits for radial node 06 and downstream distance 06 of turbine 08 |  | (m/s)
| WkDfVrT8N06D7 |  | Radial wake velocity deficits for radial node 06 and downstream distance 07 of turbine 08 |  | (m/s)
| WkDfVrT8N06D8 |  | Radial wake velocity deficits for radial node 06 and downstream distance 08 of turbine 08 |  | (m/s)
| WkDfVrT8N06D9 |  | Radial wake velocity deficits for radial node 06 and downstream distance 09 of turbine 08 |  | (m/s)
| WkDfVrT8N07D1 |  | Radial wake velocity deficits for radial node 07 and downstream distance 01 of turbine 08 |  | (m/s)
| WkDfVrT8N07D2 |  | Radial wake velocity deficits for radial node 07 and downstream distance 02 of turbine 08 |  | (m/s)
| WkDfVrT8N07D3 |  | Radial wake velocity deficits for radial node 07 and downstream distance 03 of turbine 08 |  | (m/s)
| WkDfVrT8N07D4 |  | Radial wake velocity deficits for radial node 07 and downstream distance 04 of turbine 08 |  | (m/s)
| WkDfVrT8N07D5 |  | Radial wake velocity deficits for radial node 07 and downstream distance 05 of turbine 08 |  | (m/s)
| WkDfVrT8N07D6 |  | Radial wake velocity deficits for radial node 07 and downstream distance 06 of turbine 08 |  | (m/s)
| WkDfVrT8N07D7 |  | Radial wake velocity deficits for radial node 07 and downstream distance 07 of turbine 08 |  | (m/s)
| WkDfVrT8N07D8 |  | Radial wake velocity deficits for radial node 07 and downstream distance 08 of turbine 08 |  | (m/s)
| WkDfVrT8N07D9 |  | Radial wake velocity deficits for radial node 07 and downstream distance 09 of turbine 08 |  | (m/s)
| WkDfVrT8N08D1 |  | Radial wake velocity deficits for radial node 08 and downstream distance 01 of turbine 08 |  | (m/s)
| WkDfVrT8N08D2 |  | Radial wake velocity deficits for radial node 08 and downstream distance 02 of turbine 08 |  | (m/s)
| WkDfVrT8N08D3 |  | Radial wake velocity deficits for radial node 08 and downstream distance 03 of turbine 08 |  | (m/s)
| WkDfVrT8N08D4 |  | Radial wake velocity deficits for radial node 08 and downstream distance 04 of turbine 08 |  | (m/s)
| WkDfVrT8N08D5 |  | Radial wake velocity deficits for radial node 08 and downstream distance 05 of turbine 08 |  | (m/s)
| WkDfVrT8N08D6 |  | Radial wake velocity deficits for radial node 08 and downstream distance 06 of turbine 08 |  | (m/s)
| WkDfVrT8N08D7 |  | Radial wake velocity deficits for radial node 08 and downstream distance 07 of turbine 08 |  | (m/s)
| WkDfVrT8N08D8 |  | Radial wake velocity deficits for radial node 08 and downstream distance 08 of turbine 08 |  | (m/s)
| WkDfVrT8N08D9 |  | Radial wake velocity deficits for radial node 08 and downstream distance 09 of turbine 08 |  | (m/s)
| WkDfVrT8N09D1 |  | Radial wake velocity deficits for radial node 09 and downstream distance 01 of turbine 08 |  | (m/s)
| WkDfVrT8N09D2 |  | Radial wake velocity deficits for radial node 09 and downstream distance 02 of turbine 08 |  | (m/s)
| WkDfVrT8N09D3 |  | Radial wake velocity deficits for radial node 09 and downstream distance 03 of turbine 08 |  | (m/s)
| WkDfVrT8N09D4 |  | Radial wake velocity deficits for radial node 09 and downstream distance 04 of turbine 08 |  | (m/s)
| WkDfVrT8N09D5 |  | Radial wake velocity deficits for radial node 09 and downstream distance 05 of turbine 08 |  | (m/s)
| WkDfVrT8N09D6 |  | Radial wake velocity deficits for radial node 09 and downstream distance 06 of turbine 08 |  | (m/s)
| WkDfVrT8N09D7 |  | Radial wake velocity deficits for radial node 09 and downstream distance 07 of turbine 08 |  | (m/s)
| WkDfVrT8N09D8 |  | Radial wake velocity deficits for radial node 09 and downstream distance 08 of turbine 08 |  | (m/s)
| WkDfVrT8N09D9 |  | Radial wake velocity deficits for radial node 09 and downstream distance 09 of turbine 08 |  | (m/s)
| WkDfVrT8N10D1 |  | Radial wake velocity deficits for radial node 10 and downstream distance 01 of turbine 08 |  | (m/s)
| WkDfVrT8N10D2 |  | Radial wake velocity deficits for radial node 10 and downstream distance 02 of turbine 08 |  | (m/s)
| WkDfVrT8N10D3 |  | Radial wake velocity deficits for radial node 10 and downstream distance 03 of turbine 08 |  | (m/s)
| WkDfVrT8N10D4 |  | Radial wake velocity deficits for radial node 10 and downstream distance 04 of turbine 08 |  | (m/s)
| WkDfVrT8N10D5 |  | Radial wake velocity deficits for radial node 10 and downstream distance 05 of turbine 08 |  | (m/s)
| WkDfVrT8N10D6 |  | Radial wake velocity deficits for radial node 10 and downstream distance 06 of turbine 08 |  | (m/s)
| WkDfVrT8N10D7 |  | Radial wake velocity deficits for radial node 10 and downstream distance 07 of turbine 08 |  | (m/s)
| WkDfVrT8N10D8 |  | Radial wake velocity deficits for radial node 10 and downstream distance 08 of turbine 08 |  | (m/s)
| WkDfVrT8N10D9 |  | Radial wake velocity deficits for radial node 10 and downstream distance 09 of turbine 08 |  | (m/s)
| WkDfVrT8N11D1 |  | Radial wake velocity deficits for radial node 11 and downstream distance 01 of turbine 08 |  | (m/s)
| WkDfVrT8N11D2 |  | Radial wake velocity deficits for radial node 11 and downstream distance 02 of turbine 08 |  | (m/s)
| WkDfVrT8N11D3 |  | Radial wake velocity deficits for radial node 11 and downstream distance 03 of turbine 08 |  | (m/s)
| WkDfVrT8N11D4 |  | Radial wake velocity deficits for radial node 11 and downstream distance 04 of turbine 08 |  | (m/s)
| WkDfVrT8N11D5 |  | Radial wake velocity deficits for radial node 11 and downstream distance 05 of turbine 08 |  | (m/s)
| WkDfVrT8N11D6 |  | Radial wake velocity deficits for radial node 11 and downstream distance 06 of turbine 08 |  | (m/s)
| WkDfVrT8N11D7 |  | Radial wake velocity deficits for radial node 11 and downstream distance 07 of turbine 08 |  | (m/s)
| WkDfVrT8N11D8 |  | Radial wake velocity deficits for radial node 11 and downstream distance 08 of turbine 08 |  | (m/s)
| WkDfVrT8N11D9 |  | Radial wake velocity deficits for radial node 11 and downstream distance 09 of turbine 08 |  | (m/s)
| WkDfVrT8N12D1 |  | Radial wake velocity deficits for radial node 12 and downstream distance 01 of turbine 08 |  | (m/s)
| WkDfVrT8N12D2 |  | Radial wake velocity deficits for radial node 12 and downstream distance 02 of turbine 08 |  | (m/s)
| WkDfVrT8N12D3 |  | Radial wake velocity deficits for radial node 12 and downstream distance 03 of turbine 08 |  | (m/s)
| WkDfVrT8N12D4 |  | Radial wake velocity deficits for radial node 12 and downstream distance 04 of turbine 08 |  | (m/s)
| WkDfVrT8N12D5 |  | Radial wake velocity deficits for radial node 12 and downstream distance 05 of turbine 08 |  | (m/s)
| WkDfVrT8N12D6 |  | Radial wake velocity deficits for radial node 12 and downstream distance 06 of turbine 08 |  | (m/s)
| WkDfVrT8N12D7 |  | Radial wake velocity deficits for radial node 12 and downstream distance 07 of turbine 08 |  | (m/s)
| WkDfVrT8N12D8 |  | Radial wake velocity deficits for radial node 12 and downstream distance 08 of turbine 08 |  | (m/s)
| WkDfVrT8N12D9 |  | Radial wake velocity deficits for radial node 12 and downstream distance 09 of turbine 08 |  | (m/s)
| WkDfVrT8N13D1 |  | Radial wake velocity deficits for radial node 13 and downstream distance 01 of turbine 08 |  | (m/s)
| WkDfVrT8N13D2 |  | Radial wake velocity deficits for radial node 13 and downstream distance 02 of turbine 08 |  | (m/s)
| WkDfVrT8N13D3 |  | Radial wake velocity deficits for radial node 13 and downstream distance 03 of turbine 08 |  | (m/s)
| WkDfVrT8N13D4 |  | Radial wake velocity deficits for radial node 13 and downstream distance 04 of turbine 08 |  | (m/s)
| WkDfVrT8N13D5 |  | Radial wake velocity deficits for radial node 13 and downstream distance 05 of turbine 08 |  | (m/s)
| WkDfVrT8N13D6 |  | Radial wake velocity deficits for radial node 13 and downstream distance 06 of turbine 08 |  | (m/s)
| WkDfVrT8N13D7 |  | Radial wake velocity deficits for radial node 13 and downstream distance 07 of turbine 08 |  | (m/s)
| WkDfVrT8N13D8 |  | Radial wake velocity deficits for radial node 13 and downstream distance 08 of turbine 08 |  | (m/s)
| WkDfVrT8N13D9 |  | Radial wake velocity deficits for radial node 13 and downstream distance 09 of turbine 08 |  | (m/s)
| WkDfVrT8N14D1 |  | Radial wake velocity deficits for radial node 14 and downstream distance 01 of turbine 08 |  | (m/s)
| WkDfVrT8N14D2 |  | Radial wake velocity deficits for radial node 14 and downstream distance 02 of turbine 08 |  | (m/s)
| WkDfVrT8N14D3 |  | Radial wake velocity deficits for radial node 14 and downstream distance 03 of turbine 08 |  | (m/s)
| WkDfVrT8N14D4 |  | Radial wake velocity deficits for radial node 14 and downstream distance 04 of turbine 08 |  | (m/s)
| WkDfVrT8N14D5 |  | Radial wake velocity deficits for radial node 14 and downstream distance 05 of turbine 08 |  | (m/s)
| WkDfVrT8N14D6 |  | Radial wake velocity deficits for radial node 14 and downstream distance 06 of turbine 08 |  | (m/s)
| WkDfVrT8N14D7 |  | Radial wake velocity deficits for radial node 14 and downstream distance 07 of turbine 08 |  | (m/s)
| WkDfVrT8N14D8 |  | Radial wake velocity deficits for radial node 14 and downstream distance 08 of turbine 08 |  | (m/s)
| WkDfVrT8N14D9 |  | Radial wake velocity deficits for radial node 14 and downstream distance 09 of turbine 08 |  | (m/s)
| WkDfVrT8N15D1 |  | Radial wake velocity deficits for radial node 15 and downstream distance 01 of turbine 08 |  | (m/s)
| WkDfVrT8N15D2 |  | Radial wake velocity deficits for radial node 15 and downstream distance 02 of turbine 08 |  | (m/s)
| WkDfVrT8N15D3 |  | Radial wake velocity deficits for radial node 15 and downstream distance 03 of turbine 08 |  | (m/s)
| WkDfVrT8N15D4 |  | Radial wake velocity deficits for radial node 15 and downstream distance 04 of turbine 08 |  | (m/s)
| WkDfVrT8N15D5 |  | Radial wake velocity deficits for radial node 15 and downstream distance 05 of turbine 08 |  | (m/s)
| WkDfVrT8N15D6 |  | Radial wake velocity deficits for radial node 15 and downstream distance 06 of turbine 08 |  | (m/s)
| WkDfVrT8N15D7 |  | Radial wake velocity deficits for radial node 15 and downstream distance 07 of turbine 08 |  | (m/s)
| WkDfVrT8N15D8 |  | Radial wake velocity deficits for radial node 15 and downstream distance 08 of turbine 08 |  | (m/s)
| WkDfVrT8N15D9 |  | Radial wake velocity deficits for radial node 15 and downstream distance 09 of turbine 08 |  | (m/s)
| WkDfVrT8N16D1 |  | Radial wake velocity deficits for radial node 16 and downstream distance 01 of turbine 08 |  | (m/s)
| WkDfVrT8N16D2 |  | Radial wake velocity deficits for radial node 16 and downstream distance 02 of turbine 08 |  | (m/s)
| WkDfVrT8N16D3 |  | Radial wake velocity deficits for radial node 16 and downstream distance 03 of turbine 08 |  | (m/s)
| WkDfVrT8N16D4 |  | Radial wake velocity deficits for radial node 16 and downstream distance 04 of turbine 08 |  | (m/s)
| WkDfVrT8N16D5 |  | Radial wake velocity deficits for radial node 16 and downstream distance 05 of turbine 08 |  | (m/s)
| WkDfVrT8N16D6 |  | Radial wake velocity deficits for radial node 16 and downstream distance 06 of turbine 08 |  | (m/s)
| WkDfVrT8N16D7 |  | Radial wake velocity deficits for radial node 16 and downstream distance 07 of turbine 08 |  | (m/s)
| WkDfVrT8N16D8 |  | Radial wake velocity deficits for radial node 16 and downstream distance 08 of turbine 08 |  | (m/s)
| WkDfVrT8N16D9 |  | Radial wake velocity deficits for radial node 16 and downstream distance 09 of turbine 08 |  | (m/s)
| WkDfVrT8N17D1 |  | Radial wake velocity deficits for radial node 17 and downstream distance 01 of turbine 08 |  | (m/s)
| WkDfVrT8N17D2 |  | Radial wake velocity deficits for radial node 17 and downstream distance 02 of turbine 08 |  | (m/s)
| WkDfVrT8N17D3 |  | Radial wake velocity deficits for radial node 17 and downstream distance 03 of turbine 08 |  | (m/s)
| WkDfVrT8N17D4 |  | Radial wake velocity deficits for radial node 17 and downstream distance 04 of turbine 08 |  | (m/s)
| WkDfVrT8N17D5 |  | Radial wake velocity deficits for radial node 17 and downstream distance 05 of turbine 08 |  | (m/s)
| WkDfVrT8N17D6 |  | Radial wake velocity deficits for radial node 17 and downstream distance 06 of turbine 08 |  | (m/s)
| WkDfVrT8N17D7 |  | Radial wake velocity deficits for radial node 17 and downstream distance 07 of turbine 08 |  | (m/s)
| WkDfVrT8N17D8 |  | Radial wake velocity deficits for radial node 17 and downstream distance 08 of turbine 08 |  | (m/s)
| WkDfVrT8N17D9 |  | Radial wake velocity deficits for radial node 17 and downstream distance 09 of turbine 08 |  | (m/s)
| WkDfVrT8N18D1 |  | Radial wake velocity deficits for radial node 18 and downstream distance 01 of turbine 08 |  | (m/s)
| WkDfVrT8N18D2 |  | Radial wake velocity deficits for radial node 18 and downstream distance 02 of turbine 08 |  | (m/s)
| WkDfVrT8N18D3 |  | Radial wake velocity deficits for radial node 18 and downstream distance 03 of turbine 08 |  | (m/s)
| WkDfVrT8N18D4 |  | Radial wake velocity deficits for radial node 18 and downstream distance 04 of turbine 08 |  | (m/s)
| WkDfVrT8N18D5 |  | Radial wake velocity deficits for radial node 18 and downstream distance 05 of turbine 08 |  | (m/s)
| WkDfVrT8N18D6 |  | Radial wake velocity deficits for radial node 18 and downstream distance 06 of turbine 08 |  | (m/s)
| WkDfVrT8N18D7 |  | Radial wake velocity deficits for radial node 18 and downstream distance 07 of turbine 08 |  | (m/s)
| WkDfVrT8N18D8 |  | Radial wake velocity deficits for radial node 18 and downstream distance 08 of turbine 08 |  | (m/s)
| WkDfVrT8N18D9 |  | Radial wake velocity deficits for radial node 18 and downstream distance 09 of turbine 08 |  | (m/s)
| WkDfVrT8N19D1 |  | Radial wake velocity deficits for radial node 19 and downstream distance 01 of turbine 08 |  | (m/s)
| WkDfVrT8N19D2 |  | Radial wake velocity deficits for radial node 19 and downstream distance 02 of turbine 08 |  | (m/s)
| WkDfVrT8N19D3 |  | Radial wake velocity deficits for radial node 19 and downstream distance 03 of turbine 08 |  | (m/s)
| WkDfVrT8N19D4 |  | Radial wake velocity deficits for radial node 19 and downstream distance 04 of turbine 08 |  | (m/s)
| WkDfVrT8N19D5 |  | Radial wake velocity deficits for radial node 19 and downstream distance 05 of turbine 08 |  | (m/s)
| WkDfVrT8N19D6 |  | Radial wake velocity deficits for radial node 19 and downstream distance 06 of turbine 08 |  | (m/s)
| WkDfVrT8N19D7 |  | Radial wake velocity deficits for radial node 19 and downstream distance 07 of turbine 08 |  | (m/s)
| WkDfVrT8N19D8 |  | Radial wake velocity deficits for radial node 19 and downstream distance 08 of turbine 08 |  | (m/s)
| WkDfVrT8N19D9 |  | Radial wake velocity deficits for radial node 19 and downstream distance 09 of turbine 08 |  | (m/s)
| WkDfVrT8N20D1 |  | Radial wake velocity deficits for radial node 20 and downstream distance 01 of turbine 08 |  | (m/s)
| WkDfVrT8N20D2 |  | Radial wake velocity deficits for radial node 20 and downstream distance 02 of turbine 08 |  | (m/s)
| WkDfVrT8N20D3 |  | Radial wake velocity deficits for radial node 20 and downstream distance 03 of turbine 08 |  | (m/s)
| WkDfVrT8N20D4 |  | Radial wake velocity deficits for radial node 20 and downstream distance 04 of turbine 08 |  | (m/s)
| WkDfVrT8N20D5 |  | Radial wake velocity deficits for radial node 20 and downstream distance 05 of turbine 08 |  | (m/s)
| WkDfVrT8N20D6 |  | Radial wake velocity deficits for radial node 20 and downstream distance 06 of turbine 08 |  | (m/s)
| WkDfVrT8N20D7 |  | Radial wake velocity deficits for radial node 20 and downstream distance 07 of turbine 08 |  | (m/s)
| WkDfVrT8N20D8 |  | Radial wake velocity deficits for radial node 20 and downstream distance 08 of turbine 08 |  | (m/s)
| WkDfVrT8N20D9 |  | Radial wake velocity deficits for radial node 20 and downstream distance 09 of turbine 08 |  | (m/s)
| WkDfVrT9N01D1 |  | Radial wake velocity deficits for radial node 01 and downstream distance 01 of turbine 09 |  | (m/s)
| WkDfVrT9N01D2 |  | Radial wake velocity deficits for radial node 01 and downstream distance 02 of turbine 09 |  | (m/s)
| WkDfVrT9N01D3 |  | Radial wake velocity deficits for radial node 01 and downstream distance 03 of turbine 09 |  | (m/s)
| WkDfVrT9N01D4 |  | Radial wake velocity deficits for radial node 01 and downstream distance 04 of turbine 09 |  | (m/s)
| WkDfVrT9N01D5 |  | Radial wake velocity deficits for radial node 01 and downstream distance 05 of turbine 09 |  | (m/s)
| WkDfVrT9N01D6 |  | Radial wake velocity deficits for radial node 01 and downstream distance 06 of turbine 09 |  | (m/s)
| WkDfVrT9N01D7 |  | Radial wake velocity deficits for radial node 01 and downstream distance 07 of turbine 09 |  | (m/s)
| WkDfVrT9N01D8 |  | Radial wake velocity deficits for radial node 01 and downstream distance 08 of turbine 09 |  | (m/s)
| WkDfVrT9N01D9 |  | Radial wake velocity deficits for radial node 01 and downstream distance 09 of turbine 09 |  | (m/s)
| WkDfVrT9N02D1 |  | Radial wake velocity deficits for radial node 02 and downstream distance 01 of turbine 09 |  | (m/s)
| WkDfVrT9N02D2 |  | Radial wake velocity deficits for radial node 02 and downstream distance 02 of turbine 09 |  | (m/s)
| WkDfVrT9N02D3 |  | Radial wake velocity deficits for radial node 02 and downstream distance 03 of turbine 09 |  | (m/s)
| WkDfVrT9N02D4 |  | Radial wake velocity deficits for radial node 02 and downstream distance 04 of turbine 09 |  | (m/s)
| WkDfVrT9N02D5 |  | Radial wake velocity deficits for radial node 02 and downstream distance 05 of turbine 09 |  | (m/s)
| WkDfVrT9N02D6 |  | Radial wake velocity deficits for radial node 02 and downstream distance 06 of turbine 09 |  | (m/s)
| WkDfVrT9N02D7 |  | Radial wake velocity deficits for radial node 02 and downstream distance 07 of turbine 09 |  | (m/s)
| WkDfVrT9N02D8 |  | Radial wake velocity deficits for radial node 02 and downstream distance 08 of turbine 09 |  | (m/s)
| WkDfVrT9N02D9 |  | Radial wake velocity deficits for radial node 02 and downstream distance 09 of turbine 09 |  | (m/s)
| WkDfVrT9N03D1 |  | Radial wake velocity deficits for radial node 03 and downstream distance 01 of turbine 09 |  | (m/s)
| WkDfVrT9N03D2 |  | Radial wake velocity deficits for radial node 03 and downstream distance 02 of turbine 09 |  | (m/s)
| WkDfVrT9N03D3 |  | Radial wake velocity deficits for radial node 03 and downstream distance 03 of turbine 09 |  | (m/s)
| WkDfVrT9N03D4 |  | Radial wake velocity deficits for radial node 03 and downstream distance 04 of turbine 09 |  | (m/s)
| WkDfVrT9N03D5 |  | Radial wake velocity deficits for radial node 03 and downstream distance 05 of turbine 09 |  | (m/s)
| WkDfVrT9N03D6 |  | Radial wake velocity deficits for radial node 03 and downstream distance 06 of turbine 09 |  | (m/s)
| WkDfVrT9N03D7 |  | Radial wake velocity deficits for radial node 03 and downstream distance 07 of turbine 09 |  | (m/s)
| WkDfVrT9N03D8 |  | Radial wake velocity deficits for radial node 03 and downstream distance 08 of turbine 09 |  | (m/s)
| WkDfVrT9N03D9 |  | Radial wake velocity deficits for radial node 03 and downstream distance 09 of turbine 09 |  | (m/s)
| WkDfVrT9N04D1 |  | Radial wake velocity deficits for radial node 04 and downstream distance 01 of turbine 09 |  | (m/s)
| WkDfVrT9N04D2 |  | Radial wake velocity deficits for radial node 04 and downstream distance 02 of turbine 09 |  | (m/s)
| WkDfVrT9N04D3 |  | Radial wake velocity deficits for radial node 04 and downstream distance 03 of turbine 09 |  | (m/s)
| WkDfVrT9N04D4 |  | Radial wake velocity deficits for radial node 04 and downstream distance 04 of turbine 09 |  | (m/s)
| WkDfVrT9N04D5 |  | Radial wake velocity deficits for radial node 04 and downstream distance 05 of turbine 09 |  | (m/s)
| WkDfVrT9N04D6 |  | Radial wake velocity deficits for radial node 04 and downstream distance 06 of turbine 09 |  | (m/s)
| WkDfVrT9N04D7 |  | Radial wake velocity deficits for radial node 04 and downstream distance 07 of turbine 09 |  | (m/s)
| WkDfVrT9N04D8 |  | Radial wake velocity deficits for radial node 04 and downstream distance 08 of turbine 09 |  | (m/s)
| WkDfVrT9N04D9 |  | Radial wake velocity deficits for radial node 04 and downstream distance 09 of turbine 09 |  | (m/s)
| WkDfVrT9N05D1 |  | Radial wake velocity deficits for radial node 05 and downstream distance 01 of turbine 09 |  | (m/s)
| WkDfVrT9N05D2 |  | Radial wake velocity deficits for radial node 05 and downstream distance 02 of turbine 09 |  | (m/s)
| WkDfVrT9N05D3 |  | Radial wake velocity deficits for radial node 05 and downstream distance 03 of turbine 09 |  | (m/s)
| WkDfVrT9N05D4 |  | Radial wake velocity deficits for radial node 05 and downstream distance 04 of turbine 09 |  | (m/s)
| WkDfVrT9N05D5 |  | Radial wake velocity deficits for radial node 05 and downstream distance 05 of turbine 09 |  | (m/s)
| WkDfVrT9N05D6 |  | Radial wake velocity deficits for radial node 05 and downstream distance 06 of turbine 09 |  | (m/s)
| WkDfVrT9N05D7 |  | Radial wake velocity deficits for radial node 05 and downstream distance 07 of turbine 09 |  | (m/s)
| WkDfVrT9N05D8 |  | Radial wake velocity deficits for radial node 05 and downstream distance 08 of turbine 09 |  | (m/s)
| WkDfVrT9N05D9 |  | Radial wake velocity deficits for radial node 05 and downstream distance 09 of turbine 09 |  | (m/s)
| WkDfVrT9N06D1 |  | Radial wake velocity deficits for radial node 06 and downstream distance 01 of turbine 09 |  | (m/s)
| WkDfVrT9N06D2 |  | Radial wake velocity deficits for radial node 06 and downstream distance 02 of turbine 09 |  | (m/s)
| WkDfVrT9N06D3 |  | Radial wake velocity deficits for radial node 06 and downstream distance 03 of turbine 09 |  | (m/s)
| WkDfVrT9N06D4 |  | Radial wake velocity deficits for radial node 06 and downstream distance 04 of turbine 09 |  | (m/s)
| WkDfVrT9N06D5 |  | Radial wake velocity deficits for radial node 06 and downstream distance 05 of turbine 09 |  | (m/s)
| WkDfVrT9N06D6 |  | Radial wake velocity deficits for radial node 06 and downstream distance 06 of turbine 09 |  | (m/s)
| WkDfVrT9N06D7 |  | Radial wake velocity deficits for radial node 06 and downstream distance 07 of turbine 09 |  | (m/s)
| WkDfVrT9N06D8 |  | Radial wake velocity deficits for radial node 06 and downstream distance 08 of turbine 09 |  | (m/s)
| WkDfVrT9N06D9 |  | Radial wake velocity deficits for radial node 06 and downstream distance 09 of turbine 09 |  | (m/s)
| WkDfVrT9N07D1 |  | Radial wake velocity deficits for radial node 07 and downstream distance 01 of turbine 09 |  | (m/s)
| WkDfVrT9N07D2 |  | Radial wake velocity deficits for radial node 07 and downstream distance 02 of turbine 09 |  | (m/s)
| WkDfVrT9N07D3 |  | Radial wake velocity deficits for radial node 07 and downstream distance 03 of turbine 09 |  | (m/s)
| WkDfVrT9N07D4 |  | Radial wake velocity deficits for radial node 07 and downstream distance 04 of turbine 09 |  | (m/s)
| WkDfVrT9N07D5 |  | Radial wake velocity deficits for radial node 07 and downstream distance 05 of turbine 09 |  | (m/s)
| WkDfVrT9N07D6 |  | Radial wake velocity deficits for radial node 07 and downstream distance 06 of turbine 09 |  | (m/s)
| WkDfVrT9N07D7 |  | Radial wake velocity deficits for radial node 07 and downstream distance 07 of turbine 09 |  | (m/s)
| WkDfVrT9N07D8 |  | Radial wake velocity deficits for radial node 07 and downstream distance 08 of turbine 09 |  | (m/s)
| WkDfVrT9N07D9 |  | Radial wake velocity deficits for radial node 07 and downstream distance 09 of turbine 09 |  | (m/s)
| WkDfVrT9N08D1 |  | Radial wake velocity deficits for radial node 08 and downstream distance 01 of turbine 09 |  | (m/s)
| WkDfVrT9N08D2 |  | Radial wake velocity deficits for radial node 08 and downstream distance 02 of turbine 09 |  | (m/s)
| WkDfVrT9N08D3 |  | Radial wake velocity deficits for radial node 08 and downstream distance 03 of turbine 09 |  | (m/s)
| WkDfVrT9N08D4 |  | Radial wake velocity deficits for radial node 08 and downstream distance 04 of turbine 09 |  | (m/s)
| WkDfVrT9N08D5 |  | Radial wake velocity deficits for radial node 08 and downstream distance 05 of turbine 09 |  | (m/s)
| WkDfVrT9N08D6 |  | Radial wake velocity deficits for radial node 08 and downstream distance 06 of turbine 09 |  | (m/s)
| WkDfVrT9N08D7 |  | Radial wake velocity deficits for radial node 08 and downstream distance 07 of turbine 09 |  | (m/s)
| WkDfVrT9N08D8 |  | Radial wake velocity deficits for radial node 08 and downstream distance 08 of turbine 09 |  | (m/s)
| WkDfVrT9N08D9 |  | Radial wake velocity deficits for radial node 08 and downstream distance 09 of turbine 09 |  | (m/s)
| WkDfVrT9N09D1 |  | Radial wake velocity deficits for radial node 09 and downstream distance 01 of turbine 09 |  | (m/s)
| WkDfVrT9N09D2 |  | Radial wake velocity deficits for radial node 09 and downstream distance 02 of turbine 09 |  | (m/s)
| WkDfVrT9N09D3 |  | Radial wake velocity deficits for radial node 09 and downstream distance 03 of turbine 09 |  | (m/s)
| WkDfVrT9N09D4 |  | Radial wake velocity deficits for radial node 09 and downstream distance 04 of turbine 09 |  | (m/s)
| WkDfVrT9N09D5 |  | Radial wake velocity deficits for radial node 09 and downstream distance 05 of turbine 09 |  | (m/s)
| WkDfVrT9N09D6 |  | Radial wake velocity deficits for radial node 09 and downstream distance 06 of turbine 09 |  | (m/s)
| WkDfVrT9N09D7 |  | Radial wake velocity deficits for radial node 09 and downstream distance 07 of turbine 09 |  | (m/s)
| WkDfVrT9N09D8 |  | Radial wake velocity deficits for radial node 09 and downstream distance 08 of turbine 09 |  | (m/s)
| WkDfVrT9N09D9 |  | Radial wake velocity deficits for radial node 09 and downstream distance 09 of turbine 09 |  | (m/s)
| WkDfVrT9N10D1 |  | Radial wake velocity deficits for radial node 10 and downstream distance 01 of turbine 09 |  | (m/s)
| WkDfVrT9N10D2 |  | Radial wake velocity deficits for radial node 10 and downstream distance 02 of turbine 09 |  | (m/s)
| WkDfVrT9N10D3 |  | Radial wake velocity deficits for radial node 10 and downstream distance 03 of turbine 09 |  | (m/s)
| WkDfVrT9N10D4 |  | Radial wake velocity deficits for radial node 10 and downstream distance 04 of turbine 09 |  | (m/s)
| WkDfVrT9N10D5 |  | Radial wake velocity deficits for radial node 10 and downstream distance 05 of turbine 09 |  | (m/s)
| WkDfVrT9N10D6 |  | Radial wake velocity deficits for radial node 10 and downstream distance 06 of turbine 09 |  | (m/s)
| WkDfVrT9N10D7 |  | Radial wake velocity deficits for radial node 10 and downstream distance 07 of turbine 09 |  | (m/s)
| WkDfVrT9N10D8 |  | Radial wake velocity deficits for radial node 10 and downstream distance 08 of turbine 09 |  | (m/s)
| WkDfVrT9N10D9 |  | Radial wake velocity deficits for radial node 10 and downstream distance 09 of turbine 09 |  | (m/s)
| WkDfVrT9N11D1 |  | Radial wake velocity deficits for radial node 11 and downstream distance 01 of turbine 09 |  | (m/s)
| WkDfVrT9N11D2 |  | Radial wake velocity deficits for radial node 11 and downstream distance 02 of turbine 09 |  | (m/s)
| WkDfVrT9N11D3 |  | Radial wake velocity deficits for radial node 11 and downstream distance 03 of turbine 09 |  | (m/s)
| WkDfVrT9N11D4 |  | Radial wake velocity deficits for radial node 11 and downstream distance 04 of turbine 09 |  | (m/s)
| WkDfVrT9N11D5 |  | Radial wake velocity deficits for radial node 11 and downstream distance 05 of turbine 09 |  | (m/s)
| WkDfVrT9N11D6 |  | Radial wake velocity deficits for radial node 11 and downstream distance 06 of turbine 09 |  | (m/s)
| WkDfVrT9N11D7 |  | Radial wake velocity deficits for radial node 11 and downstream distance 07 of turbine 09 |  | (m/s)
| WkDfVrT9N11D8 |  | Radial wake velocity deficits for radial node 11 and downstream distance 08 of turbine 09 |  | (m/s)
| WkDfVrT9N11D9 |  | Radial wake velocity deficits for radial node 11 and downstream distance 09 of turbine 09 |  | (m/s)
| WkDfVrT9N12D1 |  | Radial wake velocity deficits for radial node 12 and downstream distance 01 of turbine 09 |  | (m/s)
| WkDfVrT9N12D2 |  | Radial wake velocity deficits for radial node 12 and downstream distance 02 of turbine 09 |  | (m/s)
| WkDfVrT9N12D3 |  | Radial wake velocity deficits for radial node 12 and downstream distance 03 of turbine 09 |  | (m/s)
| WkDfVrT9N12D4 |  | Radial wake velocity deficits for radial node 12 and downstream distance 04 of turbine 09 |  | (m/s)
| WkDfVrT9N12D5 |  | Radial wake velocity deficits for radial node 12 and downstream distance 05 of turbine 09 |  | (m/s)
| WkDfVrT9N12D6 |  | Radial wake velocity deficits for radial node 12 and downstream distance 06 of turbine 09 |  | (m/s)
| WkDfVrT9N12D7 |  | Radial wake velocity deficits for radial node 12 and downstream distance 07 of turbine 09 |  | (m/s)
| WkDfVrT9N12D8 |  | Radial wake velocity deficits for radial node 12 and downstream distance 08 of turbine 09 |  | (m/s)
| WkDfVrT9N12D9 |  | Radial wake velocity deficits for radial node 12 and downstream distance 09 of turbine 09 |  | (m/s)
| WkDfVrT9N13D1 |  | Radial wake velocity deficits for radial node 13 and downstream distance 01 of turbine 09 |  | (m/s)
| WkDfVrT9N13D2 |  | Radial wake velocity deficits for radial node 13 and downstream distance 02 of turbine 09 |  | (m/s)
| WkDfVrT9N13D3 |  | Radial wake velocity deficits for radial node 13 and downstream distance 03 of turbine 09 |  | (m/s)
| WkDfVrT9N13D4 |  | Radial wake velocity deficits for radial node 13 and downstream distance 04 of turbine 09 |  | (m/s)
| WkDfVrT9N13D5 |  | Radial wake velocity deficits for radial node 13 and downstream distance 05 of turbine 09 |  | (m/s)
| WkDfVrT9N13D6 |  | Radial wake velocity deficits for radial node 13 and downstream distance 06 of turbine 09 |  | (m/s)
| WkDfVrT9N13D7 |  | Radial wake velocity deficits for radial node 13 and downstream distance 07 of turbine 09 |  | (m/s)
| WkDfVrT9N13D8 |  | Radial wake velocity deficits for radial node 13 and downstream distance 08 of turbine 09 |  | (m/s)
| WkDfVrT9N13D9 |  | Radial wake velocity deficits for radial node 13 and downstream distance 09 of turbine 09 |  | (m/s)
| WkDfVrT9N14D1 |  | Radial wake velocity deficits for radial node 14 and downstream distance 01 of turbine 09 |  | (m/s)
| WkDfVrT9N14D2 |  | Radial wake velocity deficits for radial node 14 and downstream distance 02 of turbine 09 |  | (m/s)
| WkDfVrT9N14D3 |  | Radial wake velocity deficits for radial node 14 and downstream distance 03 of turbine 09 |  | (m/s)
| WkDfVrT9N14D4 |  | Radial wake velocity deficits for radial node 14 and downstream distance 04 of turbine 09 |  | (m/s)
| WkDfVrT9N14D5 |  | Radial wake velocity deficits for radial node 14 and downstream distance 05 of turbine 09 |  | (m/s)
| WkDfVrT9N14D6 |  | Radial wake velocity deficits for radial node 14 and downstream distance 06 of turbine 09 |  | (m/s)
| WkDfVrT9N14D7 |  | Radial wake velocity deficits for radial node 14 and downstream distance 07 of turbine 09 |  | (m/s)
| WkDfVrT9N14D8 |  | Radial wake velocity deficits for radial node 14 and downstream distance 08 of turbine 09 |  | (m/s)
| WkDfVrT9N14D9 |  | Radial wake velocity deficits for radial node 14 and downstream distance 09 of turbine 09 |  | (m/s)
| WkDfVrT9N15D1 |  | Radial wake velocity deficits for radial node 15 and downstream distance 01 of turbine 09 |  | (m/s)
| WkDfVrT9N15D2 |  | Radial wake velocity deficits for radial node 15 and downstream distance 02 of turbine 09 |  | (m/s)
| WkDfVrT9N15D3 |  | Radial wake velocity deficits for radial node 15 and downstream distance 03 of turbine 09 |  | (m/s)
| WkDfVrT9N15D4 |  | Radial wake velocity deficits for radial node 15 and downstream distance 04 of turbine 09 |  | (m/s)
| WkDfVrT9N15D5 |  | Radial wake velocity deficits for radial node 15 and downstream distance 05 of turbine 09 |  | (m/s)
| WkDfVrT9N15D6 |  | Radial wake velocity deficits for radial node 15 and downstream distance 06 of turbine 09 |  | (m/s)
| WkDfVrT9N15D7 |  | Radial wake velocity deficits for radial node 15 and downstream distance 07 of turbine 09 |  | (m/s)
| WkDfVrT9N15D8 |  | Radial wake velocity deficits for radial node 15 and downstream distance 08 of turbine 09 |  | (m/s)
| WkDfVrT9N15D9 |  | Radial wake velocity deficits for radial node 15 and downstream distance 09 of turbine 09 |  | (m/s)
| WkDfVrT9N16D1 |  | Radial wake velocity deficits for radial node 16 and downstream distance 01 of turbine 09 |  | (m/s)
| WkDfVrT9N16D2 |  | Radial wake velocity deficits for radial node 16 and downstream distance 02 of turbine 09 |  | (m/s)
| WkDfVrT9N16D3 |  | Radial wake velocity deficits for radial node 16 and downstream distance 03 of turbine 09 |  | (m/s)
| WkDfVrT9N16D4 |  | Radial wake velocity deficits for radial node 16 and downstream distance 04 of turbine 09 |  | (m/s)
| WkDfVrT9N16D5 |  | Radial wake velocity deficits for radial node 16 and downstream distance 05 of turbine 09 |  | (m/s)
| WkDfVrT9N16D6 |  | Radial wake velocity deficits for radial node 16 and downstream distance 06 of turbine 09 |  | (m/s)
| WkDfVrT9N16D7 |  | Radial wake velocity deficits for radial node 16 and downstream distance 07 of turbine 09 |  | (m/s)
| WkDfVrT9N16D8 |  | Radial wake velocity deficits for radial node 16 and downstream distance 08 of turbine 09 |  | (m/s)
| WkDfVrT9N16D9 |  | Radial wake velocity deficits for radial node 16 and downstream distance 09 of turbine 09 |  | (m/s)
| WkDfVrT9N17D1 |  | Radial wake velocity deficits for radial node 17 and downstream distance 01 of turbine 09 |  | (m/s)
| WkDfVrT9N17D2 |  | Radial wake velocity deficits for radial node 17 and downstream distance 02 of turbine 09 |  | (m/s)
| WkDfVrT9N17D3 |  | Radial wake velocity deficits for radial node 17 and downstream distance 03 of turbine 09 |  | (m/s)
| WkDfVrT9N17D4 |  | Radial wake velocity deficits for radial node 17 and downstream distance 04 of turbine 09 |  | (m/s)
| WkDfVrT9N17D5 |  | Radial wake velocity deficits for radial node 17 and downstream distance 05 of turbine 09 |  | (m/s)
| WkDfVrT9N17D6 |  | Radial wake velocity deficits for radial node 17 and downstream distance 06 of turbine 09 |  | (m/s)
| WkDfVrT9N17D7 |  | Radial wake velocity deficits for radial node 17 and downstream distance 07 of turbine 09 |  | (m/s)
| WkDfVrT9N17D8 |  | Radial wake velocity deficits for radial node 17 and downstream distance 08 of turbine 09 |  | (m/s)
| WkDfVrT9N17D9 |  | Radial wake velocity deficits for radial node 17 and downstream distance 09 of turbine 09 |  | (m/s)
| WkDfVrT9N18D1 |  | Radial wake velocity deficits for radial node 18 and downstream distance 01 of turbine 09 |  | (m/s)
| WkDfVrT9N18D2 |  | Radial wake velocity deficits for radial node 18 and downstream distance 02 of turbine 09 |  | (m/s)
| WkDfVrT9N18D3 |  | Radial wake velocity deficits for radial node 18 and downstream distance 03 of turbine 09 |  | (m/s)
| WkDfVrT9N18D4 |  | Radial wake velocity deficits for radial node 18 and downstream distance 04 of turbine 09 |  | (m/s)
| WkDfVrT9N18D5 |  | Radial wake velocity deficits for radial node 18 and downstream distance 05 of turbine 09 |  | (m/s)
| WkDfVrT9N18D6 |  | Radial wake velocity deficits for radial node 18 and downstream distance 06 of turbine 09 |  | (m/s)
| WkDfVrT9N18D7 |  | Radial wake velocity deficits for radial node 18 and downstream distance 07 of turbine 09 |  | (m/s)
| WkDfVrT9N18D8 |  | Radial wake velocity deficits for radial node 18 and downstream distance 08 of turbine 09 |  | (m/s)
| WkDfVrT9N18D9 |  | Radial wake velocity deficits for radial node 18 and downstream distance 09 of turbine 09 |  | (m/s)
| WkDfVrT9N19D1 |  | Radial wake velocity deficits for radial node 19 and downstream distance 01 of turbine 09 |  | (m/s)
| WkDfVrT9N19D2 |  | Radial wake velocity deficits for radial node 19 and downstream distance 02 of turbine 09 |  | (m/s)
| WkDfVrT9N19D3 |  | Radial wake velocity deficits for radial node 19 and downstream distance 03 of turbine 09 |  | (m/s)
| WkDfVrT9N19D4 |  | Radial wake velocity deficits for radial node 19 and downstream distance 04 of turbine 09 |  | (m/s)
| WkDfVrT9N19D5 |  | Radial wake velocity deficits for radial node 19 and downstream distance 05 of turbine 09 |  | (m/s)
| WkDfVrT9N19D6 |  | Radial wake velocity deficits for radial node 19 and downstream distance 06 of turbine 09 |  | (m/s)
| WkDfVrT9N19D7 |  | Radial wake velocity deficits for radial node 19 and downstream distance 07 of turbine 09 |  | (m/s)
| WkDfVrT9N19D8 |  | Radial wake velocity deficits for radial node 19 and downstream distance 08 of turbine 09 |  | (m/s)
| WkDfVrT9N19D9 |  | Radial wake velocity deficits for radial node 19 and downstream distance 09 of turbine 09 |  | (m/s)
| WkDfVrT9N20D1 |  | Radial wake velocity deficits for radial node 20 and downstream distance 01 of turbine 09 |  | (m/s)
| WkDfVrT9N20D2 |  | Radial wake velocity deficits for radial node 20 and downstream distance 02 of turbine 09 |  | (m/s)
| WkDfVrT9N20D3 |  | Radial wake velocity deficits for radial node 20 and downstream distance 03 of turbine 09 |  | (m/s)
| WkDfVrT9N20D4 |  | Radial wake velocity deficits for radial node 20 and downstream distance 04 of turbine 09 |  | (m/s)
| WkDfVrT9N20D5 |  | Radial wake velocity deficits for radial node 20 and downstream distance 05 of turbine 09 |  | (m/s)
| WkDfVrT9N20D6 |  | Radial wake velocity deficits for radial node 20 and downstream distance 06 of turbine 09 |  | (m/s)
| WkDfVrT9N20D7 |  | Radial wake velocity deficits for radial node 20 and downstream distance 07 of turbine 09 |  | (m/s)
| WkDfVrT9N20D8 |  | Radial wake velocity deficits for radial node 20 and downstream distance 08 of turbine 09 |  | (m/s)
| WkDfVrT9N20D9 |  | Radial wake velocity deficits for radial node 20 and downstream distance 09 of turbine 09 |  | (m/s)
Total eddy viscosity
| EddVisT1N01D1 |  | Total eddy viscosity for radial node 01 and downstream distance 01 of turbine 01 |  | (m^2/s)
| EddVisT1N01D2 |  | Total eddy viscosity for radial node 01 and downstream distance 02 of turbine 01 |  | (m^2/s)
| EddVisT1N01D3 |  | Total eddy viscosity for radial node 01 and downstream distance 03 of turbine 01 |  | (m^2/s)
| EddVisT1N01D4 |  | Total eddy viscosity for radial node 01 and downstream distance 04 of turbine 01 |  | (m^2/s)
| EddVisT1N01D5 |  | Total eddy viscosity for radial node 01 and downstream distance 05 of turbine 01 |  | (m^2/s)
| EddVisT1N01D6 |  | Total eddy viscosity for radial node 01 and downstream distance 06 of turbine 01 |  | (m^2/s)
| EddVisT1N01D7 |  | Total eddy viscosity for radial node 01 and downstream distance 07 of turbine 01 |  | (m^2/s)
| EddVisT1N01D8 |  | Total eddy viscosity for radial node 01 and downstream distance 08 of turbine 01 |  | (m^2/s)
| EddVisT1N01D9 |  | Total eddy viscosity for radial node 01 and downstream distance 09 of turbine 01 |  | (m^2/s)
| EddVisT1N02D1 |  | Total eddy viscosity for radial node 02 and downstream distance 01 of turbine 01 |  | (m^2/s)
| EddVisT1N02D2 |  | Total eddy viscosity for radial node 02 and downstream distance 02 of turbine 01 |  | (m^2/s)
| EddVisT1N02D3 |  | Total eddy viscosity for radial node 02 and downstream distance 03 of turbine 01 |  | (m^2/s)
| EddVisT1N02D4 |  | Total eddy viscosity for radial node 02 and downstream distance 04 of turbine 01 |  | (m^2/s)
| EddVisT1N02D5 |  | Total eddy viscosity for radial node 02 and downstream distance 05 of turbine 01 |  | (m^2/s)
| EddVisT1N02D6 |  | Total eddy viscosity for radial node 02 and downstream distance 06 of turbine 01 |  | (m^2/s)
| EddVisT1N02D7 |  | Total eddy viscosity for radial node 02 and downstream distance 07 of turbine 01 |  | (m^2/s)
| EddVisT1N02D8 |  | Total eddy viscosity for radial node 02 and downstream distance 08 of turbine 01 |  | (m^2/s)
| EddVisT1N02D9 |  | Total eddy viscosity for radial node 02 and downstream distance 09 of turbine 01 |  | (m^2/s)
| EddVisT1N03D1 |  | Total eddy viscosity for radial node 03 and downstream distance 01 of turbine 01 |  | (m^2/s)
| EddVisT1N03D2 |  | Total eddy viscosity for radial node 03 and downstream distance 02 of turbine 01 |  | (m^2/s)
| EddVisT1N03D3 |  | Total eddy viscosity for radial node 03 and downstream distance 03 of turbine 01 |  | (m^2/s)
| EddVisT1N03D4 |  | Total eddy viscosity for radial node 03 and downstream distance 04 of turbine 01 |  | (m^2/s)
| EddVisT1N03D5 |  | Total eddy viscosity for radial node 03 and downstream distance 05 of turbine 01 |  | (m^2/s)
| EddVisT1N03D6 |  | Total eddy viscosity for radial node 03 and downstream distance 06 of turbine 01 |  | (m^2/s)
| EddVisT1N03D7 |  | Total eddy viscosity for radial node 03 and downstream distance 07 of turbine 01 |  | (m^2/s)
| EddVisT1N03D8 |  | Total eddy viscosity for radial node 03 and downstream distance 08 of turbine 01 |  | (m^2/s)
| EddVisT1N03D9 |  | Total eddy viscosity for radial node 03 and downstream distance 09 of turbine 01 |  | (m^2/s)
| EddVisT1N04D1 |  | Total eddy viscosity for radial node 04 and downstream distance 01 of turbine 01 |  | (m^2/s)
| EddVisT1N04D2 |  | Total eddy viscosity for radial node 04 and downstream distance 02 of turbine 01 |  | (m^2/s)
| EddVisT1N04D3 |  | Total eddy viscosity for radial node 04 and downstream distance 03 of turbine 01 |  | (m^2/s)
| EddVisT1N04D4 |  | Total eddy viscosity for radial node 04 and downstream distance 04 of turbine 01 |  | (m^2/s)
| EddVisT1N04D5 |  | Total eddy viscosity for radial node 04 and downstream distance 05 of turbine 01 |  | (m^2/s)
| EddVisT1N04D6 |  | Total eddy viscosity for radial node 04 and downstream distance 06 of turbine 01 |  | (m^2/s)
| EddVisT1N04D7 |  | Total eddy viscosity for radial node 04 and downstream distance 07 of turbine 01 |  | (m^2/s)
| EddVisT1N04D8 |  | Total eddy viscosity for radial node 04 and downstream distance 08 of turbine 01 |  | (m^2/s)
| EddVisT1N04D9 |  | Total eddy viscosity for radial node 04 and downstream distance 09 of turbine 01 |  | (m^2/s)
| EddVisT1N05D1 |  | Total eddy viscosity for radial node 05 and downstream distance 01 of turbine 01 |  | (m^2/s)
| EddVisT1N05D2 |  | Total eddy viscosity for radial node 05 and downstream distance 02 of turbine 01 |  | (m^2/s)
| EddVisT1N05D3 |  | Total eddy viscosity for radial node 05 and downstream distance 03 of turbine 01 |  | (m^2/s)
| EddVisT1N05D4 |  | Total eddy viscosity for radial node 05 and downstream distance 04 of turbine 01 |  | (m^2/s)
| EddVisT1N05D5 |  | Total eddy viscosity for radial node 05 and downstream distance 05 of turbine 01 |  | (m^2/s)
| EddVisT1N05D6 |  | Total eddy viscosity for radial node 05 and downstream distance 06 of turbine 01 |  | (m^2/s)
| EddVisT1N05D7 |  | Total eddy viscosity for radial node 05 and downstream distance 07 of turbine 01 |  | (m^2/s)
| EddVisT1N05D8 |  | Total eddy viscosity for radial node 05 and downstream distance 08 of turbine 01 |  | (m^2/s)
| EddVisT1N05D9 |  | Total eddy viscosity for radial node 05 and downstream distance 09 of turbine 01 |  | (m^2/s)
| EddVisT1N06D1 |  | Total eddy viscosity for radial node 06 and downstream distance 01 of turbine 01 |  | (m^2/s)
| EddVisT1N06D2 |  | Total eddy viscosity for radial node 06 and downstream distance 02 of turbine 01 |  | (m^2/s)
| EddVisT1N06D3 |  | Total eddy viscosity for radial node 06 and downstream distance 03 of turbine 01 |  | (m^2/s)
| EddVisT1N06D4 |  | Total eddy viscosity for radial node 06 and downstream distance 04 of turbine 01 |  | (m^2/s)
| EddVisT1N06D5 |  | Total eddy viscosity for radial node 06 and downstream distance 05 of turbine 01 |  | (m^2/s)
| EddVisT1N06D6 |  | Total eddy viscosity for radial node 06 and downstream distance 06 of turbine 01 |  | (m^2/s)
| EddVisT1N06D7 |  | Total eddy viscosity for radial node 06 and downstream distance 07 of turbine 01 |  | (m^2/s)
| EddVisT1N06D8 |  | Total eddy viscosity for radial node 06 and downstream distance 08 of turbine 01 |  | (m^2/s)
| EddVisT1N06D9 |  | Total eddy viscosity for radial node 06 and downstream distance 09 of turbine 01 |  | (m^2/s)
| EddVisT1N07D1 |  | Total eddy viscosity for radial node 07 and downstream distance 01 of turbine 01 |  | (m^2/s)
| EddVisT1N07D2 |  | Total eddy viscosity for radial node 07 and downstream distance 02 of turbine 01 |  | (m^2/s)
| EddVisT1N07D3 |  | Total eddy viscosity for radial node 07 and downstream distance 03 of turbine 01 |  | (m^2/s)
| EddVisT1N07D4 |  | Total eddy viscosity for radial node 07 and downstream distance 04 of turbine 01 |  | (m^2/s)
| EddVisT1N07D5 |  | Total eddy viscosity for radial node 07 and downstream distance 05 of turbine 01 |  | (m^2/s)
| EddVisT1N07D6 |  | Total eddy viscosity for radial node 07 and downstream distance 06 of turbine 01 |  | (m^2/s)
| EddVisT1N07D7 |  | Total eddy viscosity for radial node 07 and downstream distance 07 of turbine 01 |  | (m^2/s)
| EddVisT1N07D8 |  | Total eddy viscosity for radial node 07 and downstream distance 08 of turbine 01 |  | (m^2/s)
| EddVisT1N07D9 |  | Total eddy viscosity for radial node 07 and downstream distance 09 of turbine 01 |  | (m^2/s)
| EddVisT1N08D1 |  | Total eddy viscosity for radial node 08 and downstream distance 01 of turbine 01 |  | (m^2/s)
| EddVisT1N08D2 |  | Total eddy viscosity for radial node 08 and downstream distance 02 of turbine 01 |  | (m^2/s)
| EddVisT1N08D3 |  | Total eddy viscosity for radial node 08 and downstream distance 03 of turbine 01 |  | (m^2/s)
| EddVisT1N08D4 |  | Total eddy viscosity for radial node 08 and downstream distance 04 of turbine 01 |  | (m^2/s)
| EddVisT1N08D5 |  | Total eddy viscosity for radial node 08 and downstream distance 05 of turbine 01 |  | (m^2/s)
| EddVisT1N08D6 |  | Total eddy viscosity for radial node 08 and downstream distance 06 of turbine 01 |  | (m^2/s)
| EddVisT1N08D7 |  | Total eddy viscosity for radial node 08 and downstream distance 07 of turbine 01 |  | (m^2/s)
| EddVisT1N08D8 |  | Total eddy viscosity for radial node 08 and downstream distance 08 of turbine 01 |  | (m^2/s)
| EddVisT1N08D9 |  | Total eddy viscosity for radial node 08 and downstream distance 09 of turbine 01 |  | (m^2/s)
| EddVisT1N09D1 |  | Total eddy viscosity for radial node 09 and downstream distance 01 of turbine 01 |  | (m^2/s)
| EddVisT1N09D2 |  | Total eddy viscosity for radial node 09 and downstream distance 02 of turbine 01 |  | (m^2/s)
| EddVisT1N09D3 |  | Total eddy viscosity for radial node 09 and downstream distance 03 of turbine 01 |  | (m^2/s)
| EddVisT1N09D4 |  | Total eddy viscosity for radial node 09 and downstream distance 04 of turbine 01 |  | (m^2/s)
| EddVisT1N09D5 |  | Total eddy viscosity for radial node 09 and downstream distance 05 of turbine 01 |  | (m^2/s)
| EddVisT1N09D6 |  | Total eddy viscosity for radial node 09 and downstream distance 06 of turbine 01 |  | (m^2/s)
| EddVisT1N09D7 |  | Total eddy viscosity for radial node 09 and downstream distance 07 of turbine 01 |  | (m^2/s)
| EddVisT1N09D8 |  | Total eddy viscosity for radial node 09 and downstream distance 08 of turbine 01 |  | (m^2/s)
| EddVisT1N09D9 |  | Total eddy viscosity for radial node 09 and downstream distance 09 of turbine 01 |  | (m^2/s)
| EddVisT1N10D1 |  | Total eddy viscosity for radial node 10 and downstream distance 01 of turbine 01 |  | (m^2/s)
| EddVisT1N10D2 |  | Total eddy viscosity for radial node 10 and downstream distance 02 of turbine 01 |  | (m^2/s)
| EddVisT1N10D3 |  | Total eddy viscosity for radial node 10 and downstream distance 03 of turbine 01 |  | (m^2/s)
| EddVisT1N10D4 |  | Total eddy viscosity for radial node 10 and downstream distance 04 of turbine 01 |  | (m^2/s)
| EddVisT1N10D5 |  | Total eddy viscosity for radial node 10 and downstream distance 05 of turbine 01 |  | (m^2/s)
| EddVisT1N10D6 |  | Total eddy viscosity for radial node 10 and downstream distance 06 of turbine 01 |  | (m^2/s)
| EddVisT1N10D7 |  | Total eddy viscosity for radial node 10 and downstream distance 07 of turbine 01 |  | (m^2/s)
| EddVisT1N10D8 |  | Total eddy viscosity for radial node 10 and downstream distance 08 of turbine 01 |  | (m^2/s)
| EddVisT1N10D9 |  | Total eddy viscosity for radial node 10 and downstream distance 09 of turbine 01 |  | (m^2/s)
| EddVisT1N11D1 |  | Total eddy viscosity for radial node 11 and downstream distance 01 of turbine 01 |  | (m^2/s)
| EddVisT1N11D2 |  | Total eddy viscosity for radial node 11 and downstream distance 02 of turbine 01 |  | (m^2/s)
| EddVisT1N11D3 |  | Total eddy viscosity for radial node 11 and downstream distance 03 of turbine 01 |  | (m^2/s)
| EddVisT1N11D4 |  | Total eddy viscosity for radial node 11 and downstream distance 04 of turbine 01 |  | (m^2/s)
| EddVisT1N11D5 |  | Total eddy viscosity for radial node 11 and downstream distance 05 of turbine 01 |  | (m^2/s)
| EddVisT1N11D6 |  | Total eddy viscosity for radial node 11 and downstream distance 06 of turbine 01 |  | (m^2/s)
| EddVisT1N11D7 |  | Total eddy viscosity for radial node 11 and downstream distance 07 of turbine 01 |  | (m^2/s)
| EddVisT1N11D8 |  | Total eddy viscosity for radial node 11 and downstream distance 08 of turbine 01 |  | (m^2/s)
| EddVisT1N11D9 |  | Total eddy viscosity for radial node 11 and downstream distance 09 of turbine 01 |  | (m^2/s)
| EddVisT1N12D1 |  | Total eddy viscosity for radial node 12 and downstream distance 01 of turbine 01 |  | (m^2/s)
| EddVisT1N12D2 |  | Total eddy viscosity for radial node 12 and downstream distance 02 of turbine 01 |  | (m^2/s)
| EddVisT1N12D3 |  | Total eddy viscosity for radial node 12 and downstream distance 03 of turbine 01 |  | (m^2/s)
| EddVisT1N12D4 |  | Total eddy viscosity for radial node 12 and downstream distance 04 of turbine 01 |  | (m^2/s)
| EddVisT1N12D5 |  | Total eddy viscosity for radial node 12 and downstream distance 05 of turbine 01 |  | (m^2/s)
| EddVisT1N12D6 |  | Total eddy viscosity for radial node 12 and downstream distance 06 of turbine 01 |  | (m^2/s)
| EddVisT1N12D7 |  | Total eddy viscosity for radial node 12 and downstream distance 07 of turbine 01 |  | (m^2/s)
| EddVisT1N12D8 |  | Total eddy viscosity for radial node 12 and downstream distance 08 of turbine 01 |  | (m^2/s)
| EddVisT1N12D9 |  | Total eddy viscosity for radial node 12 and downstream distance 09 of turbine 01 |  | (m^2/s)
| EddVisT1N13D1 |  | Total eddy viscosity for radial node 13 and downstream distance 01 of turbine 01 |  | (m^2/s)
| EddVisT1N13D2 |  | Total eddy viscosity for radial node 13 and downstream distance 02 of turbine 01 |  | (m^2/s)
| EddVisT1N13D3 |  | Total eddy viscosity for radial node 13 and downstream distance 03 of turbine 01 |  | (m^2/s)
| EddVisT1N13D4 |  | Total eddy viscosity for radial node 13 and downstream distance 04 of turbine 01 |  | (m^2/s)
| EddVisT1N13D5 |  | Total eddy viscosity for radial node 13 and downstream distance 05 of turbine 01 |  | (m^2/s)
| EddVisT1N13D6 |  | Total eddy viscosity for radial node 13 and downstream distance 06 of turbine 01 |  | (m^2/s)
| EddVisT1N13D7 |  | Total eddy viscosity for radial node 13 and downstream distance 07 of turbine 01 |  | (m^2/s)
| EddVisT1N13D8 |  | Total eddy viscosity for radial node 13 and downstream distance 08 of turbine 01 |  | (m^2/s)
| EddVisT1N13D9 |  | Total eddy viscosity for radial node 13 and downstream distance 09 of turbine 01 |  | (m^2/s)
| EddVisT1N14D1 |  | Total eddy viscosity for radial node 14 and downstream distance 01 of turbine 01 |  | (m^2/s)
| EddVisT1N14D2 |  | Total eddy viscosity for radial node 14 and downstream distance 02 of turbine 01 |  | (m^2/s)
| EddVisT1N14D3 |  | Total eddy viscosity for radial node 14 and downstream distance 03 of turbine 01 |  | (m^2/s)
| EddVisT1N14D4 |  | Total eddy viscosity for radial node 14 and downstream distance 04 of turbine 01 |  | (m^2/s)
| EddVisT1N14D5 |  | Total eddy viscosity for radial node 14 and downstream distance 05 of turbine 01 |  | (m^2/s)
| EddVisT1N14D6 |  | Total eddy viscosity for radial node 14 and downstream distance 06 of turbine 01 |  | (m^2/s)
| EddVisT1N14D7 |  | Total eddy viscosity for radial node 14 and downstream distance 07 of turbine 01 |  | (m^2/s)
| EddVisT1N14D8 |  | Total eddy viscosity for radial node 14 and downstream distance 08 of turbine 01 |  | (m^2/s)
| EddVisT1N14D9 |  | Total eddy viscosity for radial node 14 and downstream distance 09 of turbine 01 |  | (m^2/s)
| EddVisT1N15D1 |  | Total eddy viscosity for radial node 15 and downstream distance 01 of turbine 01 |  | (m^2/s)
| EddVisT1N15D2 |  | Total eddy viscosity for radial node 15 and downstream distance 02 of turbine 01 |  | (m^2/s)
| EddVisT1N15D3 |  | Total eddy viscosity for radial node 15 and downstream distance 03 of turbine 01 |  | (m^2/s)
| EddVisT1N15D4 |  | Total eddy viscosity for radial node 15 and downstream distance 04 of turbine 01 |  | (m^2/s)
| EddVisT1N15D5 |  | Total eddy viscosity for radial node 15 and downstream distance 05 of turbine 01 |  | (m^2/s)
| EddVisT1N15D6 |  | Total eddy viscosity for radial node 15 and downstream distance 06 of turbine 01 |  | (m^2/s)
| EddVisT1N15D7 |  | Total eddy viscosity for radial node 15 and downstream distance 07 of turbine 01 |  | (m^2/s)
| EddVisT1N15D8 |  | Total eddy viscosity for radial node 15 and downstream distance 08 of turbine 01 |  | (m^2/s)
| EddVisT1N15D9 |  | Total eddy viscosity for radial node 15 and downstream distance 09 of turbine 01 |  | (m^2/s)
| EddVisT1N16D1 |  | Total eddy viscosity for radial node 16 and downstream distance 01 of turbine 01 |  | (m^2/s)
| EddVisT1N16D2 |  | Total eddy viscosity for radial node 16 and downstream distance 02 of turbine 01 |  | (m^2/s)
| EddVisT1N16D3 |  | Total eddy viscosity for radial node 16 and downstream distance 03 of turbine 01 |  | (m^2/s)
| EddVisT1N16D4 |  | Total eddy viscosity for radial node 16 and downstream distance 04 of turbine 01 |  | (m^2/s)
| EddVisT1N16D5 |  | Total eddy viscosity for radial node 16 and downstream distance 05 of turbine 01 |  | (m^2/s)
| EddVisT1N16D6 |  | Total eddy viscosity for radial node 16 and downstream distance 06 of turbine 01 |  | (m^2/s)
| EddVisT1N16D7 |  | Total eddy viscosity for radial node 16 and downstream distance 07 of turbine 01 |  | (m^2/s)
| EddVisT1N16D8 |  | Total eddy viscosity for radial node 16 and downstream distance 08 of turbine 01 |  | (m^2/s)
| EddVisT1N16D9 |  | Total eddy viscosity for radial node 16 and downstream distance 09 of turbine 01 |  | (m^2/s)
| EddVisT1N17D1 |  | Total eddy viscosity for radial node 17 and downstream distance 01 of turbine 01 |  | (m^2/s)
| EddVisT1N17D2 |  | Total eddy viscosity for radial node 17 and downstream distance 02 of turbine 01 |  | (m^2/s)
| EddVisT1N17D3 |  | Total eddy viscosity for radial node 17 and downstream distance 03 of turbine 01 |  | (m^2/s)
| EddVisT1N17D4 |  | Total eddy viscosity for radial node 17 and downstream distance 04 of turbine 01 |  | (m^2/s)
| EddVisT1N17D5 |  | Total eddy viscosity for radial node 17 and downstream distance 05 of turbine 01 |  | (m^2/s)
| EddVisT1N17D6 |  | Total eddy viscosity for radial node 17 and downstream distance 06 of turbine 01 |  | (m^2/s)
| EddVisT1N17D7 |  | Total eddy viscosity for radial node 17 and downstream distance 07 of turbine 01 |  | (m^2/s)
| EddVisT1N17D8 |  | Total eddy viscosity for radial node 17 and downstream distance 08 of turbine 01 |  | (m^2/s)
| EddVisT1N17D9 |  | Total eddy viscosity for radial node 17 and downstream distance 09 of turbine 01 |  | (m^2/s)
| EddVisT1N18D1 |  | Total eddy viscosity for radial node 18 and downstream distance 01 of turbine 01 |  | (m^2/s)
| EddVisT1N18D2 |  | Total eddy viscosity for radial node 18 and downstream distance 02 of turbine 01 |  | (m^2/s)
| EddVisT1N18D3 |  | Total eddy viscosity for radial node 18 and downstream distance 03 of turbine 01 |  | (m^2/s)
| EddVisT1N18D4 |  | Total eddy viscosity for radial node 18 and downstream distance 04 of turbine 01 |  | (m^2/s)
| EddVisT1N18D5 |  | Total eddy viscosity for radial node 18 and downstream distance 05 of turbine 01 |  | (m^2/s)
| EddVisT1N18D6 |  | Total eddy viscosity for radial node 18 and downstream distance 06 of turbine 01 |  | (m^2/s)
| EddVisT1N18D7 |  | Total eddy viscosity for radial node 18 and downstream distance 07 of turbine 01 |  | (m^2/s)
| EddVisT1N18D8 |  | Total eddy viscosity for radial node 18 and downstream distance 08 of turbine 01 |  | (m^2/s)
| EddVisT1N18D9 |  | Total eddy viscosity for radial node 18 and downstream distance 09 of turbine 01 |  | (m^2/s)
| EddVisT1N19D1 |  | Total eddy viscosity for radial node 19 and downstream distance 01 of turbine 01 |  | (m^2/s)
| EddVisT1N19D2 |  | Total eddy viscosity for radial node 19 and downstream distance 02 of turbine 01 |  | (m^2/s)
| EddVisT1N19D3 |  | Total eddy viscosity for radial node 19 and downstream distance 03 of turbine 01 |  | (m^2/s)
| EddVisT1N19D4 |  | Total eddy viscosity for radial node 19 and downstream distance 04 of turbine 01 |  | (m^2/s)
| EddVisT1N19D5 |  | Total eddy viscosity for radial node 19 and downstream distance 05 of turbine 01 |  | (m^2/s)
| EddVisT1N19D6 |  | Total eddy viscosity for radial node 19 and downstream distance 06 of turbine 01 |  | (m^2/s)
| EddVisT1N19D7 |  | Total eddy viscosity for radial node 19 and downstream distance 07 of turbine 01 |  | (m^2/s)
| EddVisT1N19D8 |  | Total eddy viscosity for radial node 19 and downstream distance 08 of turbine 01 |  | (m^2/s)
| EddVisT1N19D9 |  | Total eddy viscosity for radial node 19 and downstream distance 09 of turbine 01 |  | (m^2/s)
| EddVisT1N20D1 |  | Total eddy viscosity for radial node 20 and downstream distance 01 of turbine 01 |  | (m^2/s)
| EddVisT1N20D2 |  | Total eddy viscosity for radial node 20 and downstream distance 02 of turbine 01 |  | (m^2/s)
| EddVisT1N20D3 |  | Total eddy viscosity for radial node 20 and downstream distance 03 of turbine 01 |  | (m^2/s)
| EddVisT1N20D4 |  | Total eddy viscosity for radial node 20 and downstream distance 04 of turbine 01 |  | (m^2/s)
| EddVisT1N20D5 |  | Total eddy viscosity for radial node 20 and downstream distance 05 of turbine 01 |  | (m^2/s)
| EddVisT1N20D6 |  | Total eddy viscosity for radial node 20 and downstream distance 06 of turbine 01 |  | (m^2/s)
| EddVisT1N20D7 |  | Total eddy viscosity for radial node 20 and downstream distance 07 of turbine 01 |  | (m^2/s)
| EddVisT1N20D8 |  | Total eddy viscosity for radial node 20 and downstream distance 08 of turbine 01 |  | (m^2/s)
| EddVisT1N20D9 |  | Total eddy viscosity for radial node 20 and downstream distance 09 of turbine 01 |  | (m^2/s)
| EddVisT2N01D1 |  | Total eddy viscosity for radial node 01 and downstream distance 01 of turbine 02 |  | (m^2/s)
| EddVisT2N01D2 |  | Total eddy viscosity for radial node 01 and downstream distance 02 of turbine 02 |  | (m^2/s)
| EddVisT2N01D3 |  | Total eddy viscosity for radial node 01 and downstream distance 03 of turbine 02 |  | (m^2/s)
| EddVisT2N01D4 |  | Total eddy viscosity for radial node 01 and downstream distance 04 of turbine 02 |  | (m^2/s)
| EddVisT2N01D5 |  | Total eddy viscosity for radial node 01 and downstream distance 05 of turbine 02 |  | (m^2/s)
| EddVisT2N01D6 |  | Total eddy viscosity for radial node 01 and downstream distance 06 of turbine 02 |  | (m^2/s)
| EddVisT2N01D7 |  | Total eddy viscosity for radial node 01 and downstream distance 07 of turbine 02 |  | (m^2/s)
| EddVisT2N01D8 |  | Total eddy viscosity for radial node 01 and downstream distance 08 of turbine 02 |  | (m^2/s)
| EddVisT2N01D9 |  | Total eddy viscosity for radial node 01 and downstream distance 09 of turbine 02 |  | (m^2/s)
| EddVisT2N02D1 |  | Total eddy viscosity for radial node 02 and downstream distance 01 of turbine 02 |  | (m^2/s)
| EddVisT2N02D2 |  | Total eddy viscosity for radial node 02 and downstream distance 02 of turbine 02 |  | (m^2/s)
| EddVisT2N02D3 |  | Total eddy viscosity for radial node 02 and downstream distance 03 of turbine 02 |  | (m^2/s)
| EddVisT2N02D4 |  | Total eddy viscosity for radial node 02 and downstream distance 04 of turbine 02 |  | (m^2/s)
| EddVisT2N02D5 |  | Total eddy viscosity for radial node 02 and downstream distance 05 of turbine 02 |  | (m^2/s)
| EddVisT2N02D6 |  | Total eddy viscosity for radial node 02 and downstream distance 06 of turbine 02 |  | (m^2/s)
| EddVisT2N02D7 |  | Total eddy viscosity for radial node 02 and downstream distance 07 of turbine 02 |  | (m^2/s)
| EddVisT2N02D8 |  | Total eddy viscosity for radial node 02 and downstream distance 08 of turbine 02 |  | (m^2/s)
| EddVisT2N02D9 |  | Total eddy viscosity for radial node 02 and downstream distance 09 of turbine 02 |  | (m^2/s)
| EddVisT2N03D1 |  | Total eddy viscosity for radial node 03 and downstream distance 01 of turbine 02 |  | (m^2/s)
| EddVisT2N03D2 |  | Total eddy viscosity for radial node 03 and downstream distance 02 of turbine 02 |  | (m^2/s)
| EddVisT2N03D3 |  | Total eddy viscosity for radial node 03 and downstream distance 03 of turbine 02 |  | (m^2/s)
| EddVisT2N03D4 |  | Total eddy viscosity for radial node 03 and downstream distance 04 of turbine 02 |  | (m^2/s)
| EddVisT2N03D5 |  | Total eddy viscosity for radial node 03 and downstream distance 05 of turbine 02 |  | (m^2/s)
| EddVisT2N03D6 |  | Total eddy viscosity for radial node 03 and downstream distance 06 of turbine 02 |  | (m^2/s)
| EddVisT2N03D7 |  | Total eddy viscosity for radial node 03 and downstream distance 07 of turbine 02 |  | (m^2/s)
| EddVisT2N03D8 |  | Total eddy viscosity for radial node 03 and downstream distance 08 of turbine 02 |  | (m^2/s)
| EddVisT2N03D9 |  | Total eddy viscosity for radial node 03 and downstream distance 09 of turbine 02 |  | (m^2/s)
| EddVisT2N04D1 |  | Total eddy viscosity for radial node 04 and downstream distance 01 of turbine 02 |  | (m^2/s)
| EddVisT2N04D2 |  | Total eddy viscosity for radial node 04 and downstream distance 02 of turbine 02 |  | (m^2/s)
| EddVisT2N04D3 |  | Total eddy viscosity for radial node 04 and downstream distance 03 of turbine 02 |  | (m^2/s)
| EddVisT2N04D4 |  | Total eddy viscosity for radial node 04 and downstream distance 04 of turbine 02 |  | (m^2/s)
| EddVisT2N04D5 |  | Total eddy viscosity for radial node 04 and downstream distance 05 of turbine 02 |  | (m^2/s)
| EddVisT2N04D6 |  | Total eddy viscosity for radial node 04 and downstream distance 06 of turbine 02 |  | (m^2/s)
| EddVisT2N04D7 |  | Total eddy viscosity for radial node 04 and downstream distance 07 of turbine 02 |  | (m^2/s)
| EddVisT2N04D8 |  | Total eddy viscosity for radial node 04 and downstream distance 08 of turbine 02 |  | (m^2/s)
| EddVisT2N04D9 |  | Total eddy viscosity for radial node 04 and downstream distance 09 of turbine 02 |  | (m^2/s)
| EddVisT2N05D1 |  | Total eddy viscosity for radial node 05 and downstream distance 01 of turbine 02 |  | (m^2/s)
| EddVisT2N05D2 |  | Total eddy viscosity for radial node 05 and downstream distance 02 of turbine 02 |  | (m^2/s)
| EddVisT2N05D3 |  | Total eddy viscosity for radial node 05 and downstream distance 03 of turbine 02 |  | (m^2/s)
| EddVisT2N05D4 |  | Total eddy viscosity for radial node 05 and downstream distance 04 of turbine 02 |  | (m^2/s)
| EddVisT2N05D5 |  | Total eddy viscosity for radial node 05 and downstream distance 05 of turbine 02 |  | (m^2/s)
| EddVisT2N05D6 |  | Total eddy viscosity for radial node 05 and downstream distance 06 of turbine 02 |  | (m^2/s)
| EddVisT2N05D7 |  | Total eddy viscosity for radial node 05 and downstream distance 07 of turbine 02 |  | (m^2/s)
| EddVisT2N05D8 |  | Total eddy viscosity for radial node 05 and downstream distance 08 of turbine 02 |  | (m^2/s)
| EddVisT2N05D9 |  | Total eddy viscosity for radial node 05 and downstream distance 09 of turbine 02 |  | (m^2/s)
| EddVisT2N06D1 |  | Total eddy viscosity for radial node 06 and downstream distance 01 of turbine 02 |  | (m^2/s)
| EddVisT2N06D2 |  | Total eddy viscosity for radial node 06 and downstream distance 02 of turbine 02 |  | (m^2/s)
| EddVisT2N06D3 |  | Total eddy viscosity for radial node 06 and downstream distance 03 of turbine 02 |  | (m^2/s)
| EddVisT2N06D4 |  | Total eddy viscosity for radial node 06 and downstream distance 04 of turbine 02 |  | (m^2/s)
| EddVisT2N06D5 |  | Total eddy viscosity for radial node 06 and downstream distance 05 of turbine 02 |  | (m^2/s)
| EddVisT2N06D6 |  | Total eddy viscosity for radial node 06 and downstream distance 06 of turbine 02 |  | (m^2/s)
| EddVisT2N06D7 |  | Total eddy viscosity for radial node 06 and downstream distance 07 of turbine 02 |  | (m^2/s)
| EddVisT2N06D8 |  | Total eddy viscosity for radial node 06 and downstream distance 08 of turbine 02 |  | (m^2/s)
| EddVisT2N06D9 |  | Total eddy viscosity for radial node 06 and downstream distance 09 of turbine 02 |  | (m^2/s)
| EddVisT2N07D1 |  | Total eddy viscosity for radial node 07 and downstream distance 01 of turbine 02 |  | (m^2/s)
| EddVisT2N07D2 |  | Total eddy viscosity for radial node 07 and downstream distance 02 of turbine 02 |  | (m^2/s)
| EddVisT2N07D3 |  | Total eddy viscosity for radial node 07 and downstream distance 03 of turbine 02 |  | (m^2/s)
| EddVisT2N07D4 |  | Total eddy viscosity for radial node 07 and downstream distance 04 of turbine 02 |  | (m^2/s)
| EddVisT2N07D5 |  | Total eddy viscosity for radial node 07 and downstream distance 05 of turbine 02 |  | (m^2/s)
| EddVisT2N07D6 |  | Total eddy viscosity for radial node 07 and downstream distance 06 of turbine 02 |  | (m^2/s)
| EddVisT2N07D7 |  | Total eddy viscosity for radial node 07 and downstream distance 07 of turbine 02 |  | (m^2/s)
| EddVisT2N07D8 |  | Total eddy viscosity for radial node 07 and downstream distance 08 of turbine 02 |  | (m^2/s)
| EddVisT2N07D9 |  | Total eddy viscosity for radial node 07 and downstream distance 09 of turbine 02 |  | (m^2/s)
| EddVisT2N08D1 |  | Total eddy viscosity for radial node 08 and downstream distance 01 of turbine 02 |  | (m^2/s)
| EddVisT2N08D2 |  | Total eddy viscosity for radial node 08 and downstream distance 02 of turbine 02 |  | (m^2/s)
| EddVisT2N08D3 |  | Total eddy viscosity for radial node 08 and downstream distance 03 of turbine 02 |  | (m^2/s)
| EddVisT2N08D4 |  | Total eddy viscosity for radial node 08 and downstream distance 04 of turbine 02 |  | (m^2/s)
| EddVisT2N08D5 |  | Total eddy viscosity for radial node 08 and downstream distance 05 of turbine 02 |  | (m^2/s)
| EddVisT2N08D6 |  | Total eddy viscosity for radial node 08 and downstream distance 06 of turbine 02 |  | (m^2/s)
| EddVisT2N08D7 |  | Total eddy viscosity for radial node 08 and downstream distance 07 of turbine 02 |  | (m^2/s)
| EddVisT2N08D8 |  | Total eddy viscosity for radial node 08 and downstream distance 08 of turbine 02 |  | (m^2/s)
| EddVisT2N08D9 |  | Total eddy viscosity for radial node 08 and downstream distance 09 of turbine 02 |  | (m^2/s)
| EddVisT2N09D1 |  | Total eddy viscosity for radial node 09 and downstream distance 01 of turbine 02 |  | (m^2/s)
| EddVisT2N09D2 |  | Total eddy viscosity for radial node 09 and downstream distance 02 of turbine 02 |  | (m^2/s)
| EddVisT2N09D3 |  | Total eddy viscosity for radial node 09 and downstream distance 03 of turbine 02 |  | (m^2/s)
| EddVisT2N09D4 |  | Total eddy viscosity for radial node 09 and downstream distance 04 of turbine 02 |  | (m^2/s)
| EddVisT2N09D5 |  | Total eddy viscosity for radial node 09 and downstream distance 05 of turbine 02 |  | (m^2/s)
| EddVisT2N09D6 |  | Total eddy viscosity for radial node 09 and downstream distance 06 of turbine 02 |  | (m^2/s)
| EddVisT2N09D7 |  | Total eddy viscosity for radial node 09 and downstream distance 07 of turbine 02 |  | (m^2/s)
| EddVisT2N09D8 |  | Total eddy viscosity for radial node 09 and downstream distance 08 of turbine 02 |  | (m^2/s)
| EddVisT2N09D9 |  | Total eddy viscosity for radial node 09 and downstream distance 09 of turbine 02 |  | (m^2/s)
| EddVisT2N10D1 |  | Total eddy viscosity for radial node 10 and downstream distance 01 of turbine 02 |  | (m^2/s)
| EddVisT2N10D2 |  | Total eddy viscosity for radial node 10 and downstream distance 02 of turbine 02 |  | (m^2/s)
| EddVisT2N10D3 |  | Total eddy viscosity for radial node 10 and downstream distance 03 of turbine 02 |  | (m^2/s)
| EddVisT2N10D4 |  | Total eddy viscosity for radial node 10 and downstream distance 04 of turbine 02 |  | (m^2/s)
| EddVisT2N10D5 |  | Total eddy viscosity for radial node 10 and downstream distance 05 of turbine 02 |  | (m^2/s)
| EddVisT2N10D6 |  | Total eddy viscosity for radial node 10 and downstream distance 06 of turbine 02 |  | (m^2/s)
| EddVisT2N10D7 |  | Total eddy viscosity for radial node 10 and downstream distance 07 of turbine 02 |  | (m^2/s)
| EddVisT2N10D8 |  | Total eddy viscosity for radial node 10 and downstream distance 08 of turbine 02 |  | (m^2/s)
| EddVisT2N10D9 |  | Total eddy viscosity for radial node 10 and downstream distance 09 of turbine 02 |  | (m^2/s)
| EddVisT2N11D1 |  | Total eddy viscosity for radial node 11 and downstream distance 01 of turbine 02 |  | (m^2/s)
| EddVisT2N11D2 |  | Total eddy viscosity for radial node 11 and downstream distance 02 of turbine 02 |  | (m^2/s)
| EddVisT2N11D3 |  | Total eddy viscosity for radial node 11 and downstream distance 03 of turbine 02 |  | (m^2/s)
| EddVisT2N11D4 |  | Total eddy viscosity for radial node 11 and downstream distance 04 of turbine 02 |  | (m^2/s)
| EddVisT2N11D5 |  | Total eddy viscosity for radial node 11 and downstream distance 05 of turbine 02 |  | (m^2/s)
| EddVisT2N11D6 |  | Total eddy viscosity for radial node 11 and downstream distance 06 of turbine 02 |  | (m^2/s)
| EddVisT2N11D7 |  | Total eddy viscosity for radial node 11 and downstream distance 07 of turbine 02 |  | (m^2/s)
| EddVisT2N11D8 |  | Total eddy viscosity for radial node 11 and downstream distance 08 of turbine 02 |  | (m^2/s)
| EddVisT2N11D9 |  | Total eddy viscosity for radial node 11 and downstream distance 09 of turbine 02 |  | (m^2/s)
| EddVisT2N12D1 |  | Total eddy viscosity for radial node 12 and downstream distance 01 of turbine 02 |  | (m^2/s)
| EddVisT2N12D2 |  | Total eddy viscosity for radial node 12 and downstream distance 02 of turbine 02 |  | (m^2/s)
| EddVisT2N12D3 |  | Total eddy viscosity for radial node 12 and downstream distance 03 of turbine 02 |  | (m^2/s)
| EddVisT2N12D4 |  | Total eddy viscosity for radial node 12 and downstream distance 04 of turbine 02 |  | (m^2/s)
| EddVisT2N12D5 |  | Total eddy viscosity for radial node 12 and downstream distance 05 of turbine 02 |  | (m^2/s)
| EddVisT2N12D6 |  | Total eddy viscosity for radial node 12 and downstream distance 06 of turbine 02 |  | (m^2/s)
| EddVisT2N12D7 |  | Total eddy viscosity for radial node 12 and downstream distance 07 of turbine 02 |  | (m^2/s)
| EddVisT2N12D8 |  | Total eddy viscosity for radial node 12 and downstream distance 08 of turbine 02 |  | (m^2/s)
| EddVisT2N12D9 |  | Total eddy viscosity for radial node 12 and downstream distance 09 of turbine 02 |  | (m^2/s)
| EddVisT2N13D1 |  | Total eddy viscosity for radial node 13 and downstream distance 01 of turbine 02 |  | (m^2/s)
| EddVisT2N13D2 |  | Total eddy viscosity for radial node 13 and downstream distance 02 of turbine 02 |  | (m^2/s)
| EddVisT2N13D3 |  | Total eddy viscosity for radial node 13 and downstream distance 03 of turbine 02 |  | (m^2/s)
| EddVisT2N13D4 |  | Total eddy viscosity for radial node 13 and downstream distance 04 of turbine 02 |  | (m^2/s)
| EddVisT2N13D5 |  | Total eddy viscosity for radial node 13 and downstream distance 05 of turbine 02 |  | (m^2/s)
| EddVisT2N13D6 |  | Total eddy viscosity for radial node 13 and downstream distance 06 of turbine 02 |  | (m^2/s)
| EddVisT2N13D7 |  | Total eddy viscosity for radial node 13 and downstream distance 07 of turbine 02 |  | (m^2/s)
| EddVisT2N13D8 |  | Total eddy viscosity for radial node 13 and downstream distance 08 of turbine 02 |  | (m^2/s)
| EddVisT2N13D9 |  | Total eddy viscosity for radial node 13 and downstream distance 09 of turbine 02 |  | (m^2/s)
| EddVisT2N14D1 |  | Total eddy viscosity for radial node 14 and downstream distance 01 of turbine 02 |  | (m^2/s)
| EddVisT2N14D2 |  | Total eddy viscosity for radial node 14 and downstream distance 02 of turbine 02 |  | (m^2/s)
| EddVisT2N14D3 |  | Total eddy viscosity for radial node 14 and downstream distance 03 of turbine 02 |  | (m^2/s)
| EddVisT2N14D4 |  | Total eddy viscosity for radial node 14 and downstream distance 04 of turbine 02 |  | (m^2/s)
| EddVisT2N14D5 |  | Total eddy viscosity for radial node 14 and downstream distance 05 of turbine 02 |  | (m^2/s)
| EddVisT2N14D6 |  | Total eddy viscosity for radial node 14 and downstream distance 06 of turbine 02 |  | (m^2/s)
| EddVisT2N14D7 |  | Total eddy viscosity for radial node 14 and downstream distance 07 of turbine 02 |  | (m^2/s)
| EddVisT2N14D8 |  | Total eddy viscosity for radial node 14 and downstream distance 08 of turbine 02 |  | (m^2/s)
| EddVisT2N14D9 |  | Total eddy viscosity for radial node 14 and downstream distance 09 of turbine 02 |  | (m^2/s)
| EddVisT2N15D1 |  | Total eddy viscosity for radial node 15 and downstream distance 01 of turbine 02 |  | (m^2/s)
| EddVisT2N15D2 |  | Total eddy viscosity for radial node 15 and downstream distance 02 of turbine 02 |  | (m^2/s)
| EddVisT2N15D3 |  | Total eddy viscosity for radial node 15 and downstream distance 03 of turbine 02 |  | (m^2/s)
| EddVisT2N15D4 |  | Total eddy viscosity for radial node 15 and downstream distance 04 of turbine 02 |  | (m^2/s)
| EddVisT2N15D5 |  | Total eddy viscosity for radial node 15 and downstream distance 05 of turbine 02 |  | (m^2/s)
| EddVisT2N15D6 |  | Total eddy viscosity for radial node 15 and downstream distance 06 of turbine 02 |  | (m^2/s)
| EddVisT2N15D7 |  | Total eddy viscosity for radial node 15 and downstream distance 07 of turbine 02 |  | (m^2/s)
| EddVisT2N15D8 |  | Total eddy viscosity for radial node 15 and downstream distance 08 of turbine 02 |  | (m^2/s)
| EddVisT2N15D9 |  | Total eddy viscosity for radial node 15 and downstream distance 09 of turbine 02 |  | (m^2/s)
| EddVisT2N16D1 |  | Total eddy viscosity for radial node 16 and downstream distance 01 of turbine 02 |  | (m^2/s)
| EddVisT2N16D2 |  | Total eddy viscosity for radial node 16 and downstream distance 02 of turbine 02 |  | (m^2/s)
| EddVisT2N16D3 |  | Total eddy viscosity for radial node 16 and downstream distance 03 of turbine 02 |  | (m^2/s)
| EddVisT2N16D4 |  | Total eddy viscosity for radial node 16 and downstream distance 04 of turbine 02 |  | (m^2/s)
| EddVisT2N16D5 |  | Total eddy viscosity for radial node 16 and downstream distance 05 of turbine 02 |  | (m^2/s)
| EddVisT2N16D6 |  | Total eddy viscosity for radial node 16 and downstream distance 06 of turbine 02 |  | (m^2/s)
| EddVisT2N16D7 |  | Total eddy viscosity for radial node 16 and downstream distance 07 of turbine 02 |  | (m^2/s)
| EddVisT2N16D8 |  | Total eddy viscosity for radial node 16 and downstream distance 08 of turbine 02 |  | (m^2/s)
| EddVisT2N16D9 |  | Total eddy viscosity for radial node 16 and downstream distance 09 of turbine 02 |  | (m^2/s)
| EddVisT2N17D1 |  | Total eddy viscosity for radial node 17 and downstream distance 01 of turbine 02 |  | (m^2/s)
| EddVisT2N17D2 |  | Total eddy viscosity for radial node 17 and downstream distance 02 of turbine 02 |  | (m^2/s)
| EddVisT2N17D3 |  | Total eddy viscosity for radial node 17 and downstream distance 03 of turbine 02 |  | (m^2/s)
| EddVisT2N17D4 |  | Total eddy viscosity for radial node 17 and downstream distance 04 of turbine 02 |  | (m^2/s)
| EddVisT2N17D5 |  | Total eddy viscosity for radial node 17 and downstream distance 05 of turbine 02 |  | (m^2/s)
| EddVisT2N17D6 |  | Total eddy viscosity for radial node 17 and downstream distance 06 of turbine 02 |  | (m^2/s)
| EddVisT2N17D7 |  | Total eddy viscosity for radial node 17 and downstream distance 07 of turbine 02 |  | (m^2/s)
| EddVisT2N17D8 |  | Total eddy viscosity for radial node 17 and downstream distance 08 of turbine 02 |  | (m^2/s)
| EddVisT2N17D9 |  | Total eddy viscosity for radial node 17 and downstream distance 09 of turbine 02 |  | (m^2/s)
| EddVisT2N18D1 |  | Total eddy viscosity for radial node 18 and downstream distance 01 of turbine 02 |  | (m^2/s)
| EddVisT2N18D2 |  | Total eddy viscosity for radial node 18 and downstream distance 02 of turbine 02 |  | (m^2/s)
| EddVisT2N18D3 |  | Total eddy viscosity for radial node 18 and downstream distance 03 of turbine 02 |  | (m^2/s)
| EddVisT2N18D4 |  | Total eddy viscosity for radial node 18 and downstream distance 04 of turbine 02 |  | (m^2/s)
| EddVisT2N18D5 |  | Total eddy viscosity for radial node 18 and downstream distance 05 of turbine 02 |  | (m^2/s)
| EddVisT2N18D6 |  | Total eddy viscosity for radial node 18 and downstream distance 06 of turbine 02 |  | (m^2/s)
| EddVisT2N18D7 |  | Total eddy viscosity for radial node 18 and downstream distance 07 of turbine 02 |  | (m^2/s)
| EddVisT2N18D8 |  | Total eddy viscosity for radial node 18 and downstream distance 08 of turbine 02 |  | (m^2/s)
| EddVisT2N18D9 |  | Total eddy viscosity for radial node 18 and downstream distance 09 of turbine 02 |  | (m^2/s)
| EddVisT2N19D1 |  | Total eddy viscosity for radial node 19 and downstream distance 01 of turbine 02 |  | (m^2/s)
| EddVisT2N19D2 |  | Total eddy viscosity for radial node 19 and downstream distance 02 of turbine 02 |  | (m^2/s)
| EddVisT2N19D3 |  | Total eddy viscosity for radial node 19 and downstream distance 03 of turbine 02 |  | (m^2/s)
| EddVisT2N19D4 |  | Total eddy viscosity for radial node 19 and downstream distance 04 of turbine 02 |  | (m^2/s)
| EddVisT2N19D5 |  | Total eddy viscosity for radial node 19 and downstream distance 05 of turbine 02 |  | (m^2/s)
| EddVisT2N19D6 |  | Total eddy viscosity for radial node 19 and downstream distance 06 of turbine 02 |  | (m^2/s)
| EddVisT2N19D7 |  | Total eddy viscosity for radial node 19 and downstream distance 07 of turbine 02 |  | (m^2/s)
| EddVisT2N19D8 |  | Total eddy viscosity for radial node 19 and downstream distance 08 of turbine 02 |  | (m^2/s)
| EddVisT2N19D9 |  | Total eddy viscosity for radial node 19 and downstream distance 09 of turbine 02 |  | (m^2/s)
| EddVisT2N20D1 |  | Total eddy viscosity for radial node 20 and downstream distance 01 of turbine 02 |  | (m^2/s)
| EddVisT2N20D2 |  | Total eddy viscosity for radial node 20 and downstream distance 02 of turbine 02 |  | (m^2/s)
| EddVisT2N20D3 |  | Total eddy viscosity for radial node 20 and downstream distance 03 of turbine 02 |  | (m^2/s)
| EddVisT2N20D4 |  | Total eddy viscosity for radial node 20 and downstream distance 04 of turbine 02 |  | (m^2/s)
| EddVisT2N20D5 |  | Total eddy viscosity for radial node 20 and downstream distance 05 of turbine 02 |  | (m^2/s)
| EddVisT2N20D6 |  | Total eddy viscosity for radial node 20 and downstream distance 06 of turbine 02 |  | (m^2/s)
| EddVisT2N20D7 |  | Total eddy viscosity for radial node 20 and downstream distance 07 of turbine 02 |  | (m^2/s)
| EddVisT2N20D8 |  | Total eddy viscosity for radial node 20 and downstream distance 08 of turbine 02 |  | (m^2/s)
| EddVisT2N20D9 |  | Total eddy viscosity for radial node 20 and downstream distance 09 of turbine 02 |  | (m^2/s)
| EddVisT3N01D1 |  | Total eddy viscosity for radial node 01 and downstream distance 01 of turbine 03 |  | (m^2/s)
| EddVisT3N01D2 |  | Total eddy viscosity for radial node 01 and downstream distance 02 of turbine 03 |  | (m^2/s)
| EddVisT3N01D3 |  | Total eddy viscosity for radial node 01 and downstream distance 03 of turbine 03 |  | (m^2/s)
| EddVisT3N01D4 |  | Total eddy viscosity for radial node 01 and downstream distance 04 of turbine 03 |  | (m^2/s)
| EddVisT3N01D5 |  | Total eddy viscosity for radial node 01 and downstream distance 05 of turbine 03 |  | (m^2/s)
| EddVisT3N01D6 |  | Total eddy viscosity for radial node 01 and downstream distance 06 of turbine 03 |  | (m^2/s)
| EddVisT3N01D7 |  | Total eddy viscosity for radial node 01 and downstream distance 07 of turbine 03 |  | (m^2/s)
| EddVisT3N01D8 |  | Total eddy viscosity for radial node 01 and downstream distance 08 of turbine 03 |  | (m^2/s)
| EddVisT3N01D9 |  | Total eddy viscosity for radial node 01 and downstream distance 09 of turbine 03 |  | (m^2/s)
| EddVisT3N02D1 |  | Total eddy viscosity for radial node 02 and downstream distance 01 of turbine 03 |  | (m^2/s)
| EddVisT3N02D2 |  | Total eddy viscosity for radial node 02 and downstream distance 02 of turbine 03 |  | (m^2/s)
| EddVisT3N02D3 |  | Total eddy viscosity for radial node 02 and downstream distance 03 of turbine 03 |  | (m^2/s)
| EddVisT3N02D4 |  | Total eddy viscosity for radial node 02 and downstream distance 04 of turbine 03 |  | (m^2/s)
| EddVisT3N02D5 |  | Total eddy viscosity for radial node 02 and downstream distance 05 of turbine 03 |  | (m^2/s)
| EddVisT3N02D6 |  | Total eddy viscosity for radial node 02 and downstream distance 06 of turbine 03 |  | (m^2/s)
| EddVisT3N02D7 |  | Total eddy viscosity for radial node 02 and downstream distance 07 of turbine 03 |  | (m^2/s)
| EddVisT3N02D8 |  | Total eddy viscosity for radial node 02 and downstream distance 08 of turbine 03 |  | (m^2/s)
| EddVisT3N02D9 |  | Total eddy viscosity for radial node 02 and downstream distance 09 of turbine 03 |  | (m^2/s)
| EddVisT3N03D1 |  | Total eddy viscosity for radial node 03 and downstream distance 01 of turbine 03 |  | (m^2/s)
| EddVisT3N03D2 |  | Total eddy viscosity for radial node 03 and downstream distance 02 of turbine 03 |  | (m^2/s)
| EddVisT3N03D3 |  | Total eddy viscosity for radial node 03 and downstream distance 03 of turbine 03 |  | (m^2/s)
| EddVisT3N03D4 |  | Total eddy viscosity for radial node 03 and downstream distance 04 of turbine 03 |  | (m^2/s)
| EddVisT3N03D5 |  | Total eddy viscosity for radial node 03 and downstream distance 05 of turbine 03 |  | (m^2/s)
| EddVisT3N03D6 |  | Total eddy viscosity for radial node 03 and downstream distance 06 of turbine 03 |  | (m^2/s)
| EddVisT3N03D7 |  | Total eddy viscosity for radial node 03 and downstream distance 07 of turbine 03 |  | (m^2/s)
| EddVisT3N03D8 |  | Total eddy viscosity for radial node 03 and downstream distance 08 of turbine 03 |  | (m^2/s)
| EddVisT3N03D9 |  | Total eddy viscosity for radial node 03 and downstream distance 09 of turbine 03 |  | (m^2/s)
| EddVisT3N04D1 |  | Total eddy viscosity for radial node 04 and downstream distance 01 of turbine 03 |  | (m^2/s)
| EddVisT3N04D2 |  | Total eddy viscosity for radial node 04 and downstream distance 02 of turbine 03 |  | (m^2/s)
| EddVisT3N04D3 |  | Total eddy viscosity for radial node 04 and downstream distance 03 of turbine 03 |  | (m^2/s)
| EddVisT3N04D4 |  | Total eddy viscosity for radial node 04 and downstream distance 04 of turbine 03 |  | (m^2/s)
| EddVisT3N04D5 |  | Total eddy viscosity for radial node 04 and downstream distance 05 of turbine 03 |  | (m^2/s)
| EddVisT3N04D6 |  | Total eddy viscosity for radial node 04 and downstream distance 06 of turbine 03 |  | (m^2/s)
| EddVisT3N04D7 |  | Total eddy viscosity for radial node 04 and downstream distance 07 of turbine 03 |  | (m^2/s)
| EddVisT3N04D8 |  | Total eddy viscosity for radial node 04 and downstream distance 08 of turbine 03 |  | (m^2/s)
| EddVisT3N04D9 |  | Total eddy viscosity for radial node 04 and downstream distance 09 of turbine 03 |  | (m^2/s)
| EddVisT3N05D1 |  | Total eddy viscosity for radial node 05 and downstream distance 01 of turbine 03 |  | (m^2/s)
| EddVisT3N05D2 |  | Total eddy viscosity for radial node 05 and downstream distance 02 of turbine 03 |  | (m^2/s)
| EddVisT3N05D3 |  | Total eddy viscosity for radial node 05 and downstream distance 03 of turbine 03 |  | (m^2/s)
| EddVisT3N05D4 |  | Total eddy viscosity for radial node 05 and downstream distance 04 of turbine 03 |  | (m^2/s)
| EddVisT3N05D5 |  | Total eddy viscosity for radial node 05 and downstream distance 05 of turbine 03 |  | (m^2/s)
| EddVisT3N05D6 |  | Total eddy viscosity for radial node 05 and downstream distance 06 of turbine 03 |  | (m^2/s)
| EddVisT3N05D7 |  | Total eddy viscosity for radial node 05 and downstream distance 07 of turbine 03 |  | (m^2/s)
| EddVisT3N05D8 |  | Total eddy viscosity for radial node 05 and downstream distance 08 of turbine 03 |  | (m^2/s)
| EddVisT3N05D9 |  | Total eddy viscosity for radial node 05 and downstream distance 09 of turbine 03 |  | (m^2/s)
| EddVisT3N06D1 |  | Total eddy viscosity for radial node 06 and downstream distance 01 of turbine 03 |  | (m^2/s)
| EddVisT3N06D2 |  | Total eddy viscosity for radial node 06 and downstream distance 02 of turbine 03 |  | (m^2/s)
| EddVisT3N06D3 |  | Total eddy viscosity for radial node 06 and downstream distance 03 of turbine 03 |  | (m^2/s)
| EddVisT3N06D4 |  | Total eddy viscosity for radial node 06 and downstream distance 04 of turbine 03 |  | (m^2/s)
| EddVisT3N06D5 |  | Total eddy viscosity for radial node 06 and downstream distance 05 of turbine 03 |  | (m^2/s)
| EddVisT3N06D6 |  | Total eddy viscosity for radial node 06 and downstream distance 06 of turbine 03 |  | (m^2/s)
| EddVisT3N06D7 |  | Total eddy viscosity for radial node 06 and downstream distance 07 of turbine 03 |  | (m^2/s)
| EddVisT3N06D8 |  | Total eddy viscosity for radial node 06 and downstream distance 08 of turbine 03 |  | (m^2/s)
| EddVisT3N06D9 |  | Total eddy viscosity for radial node 06 and downstream distance 09 of turbine 03 |  | (m^2/s)
| EddVisT3N07D1 |  | Total eddy viscosity for radial node 07 and downstream distance 01 of turbine 03 |  | (m^2/s)
| EddVisT3N07D2 |  | Total eddy viscosity for radial node 07 and downstream distance 02 of turbine 03 |  | (m^2/s)
| EddVisT3N07D3 |  | Total eddy viscosity for radial node 07 and downstream distance 03 of turbine 03 |  | (m^2/s)
| EddVisT3N07D4 |  | Total eddy viscosity for radial node 07 and downstream distance 04 of turbine 03 |  | (m^2/s)
| EddVisT3N07D5 |  | Total eddy viscosity for radial node 07 and downstream distance 05 of turbine 03 |  | (m^2/s)
| EddVisT3N07D6 |  | Total eddy viscosity for radial node 07 and downstream distance 06 of turbine 03 |  | (m^2/s)
| EddVisT3N07D7 |  | Total eddy viscosity for radial node 07 and downstream distance 07 of turbine 03 |  | (m^2/s)
| EddVisT3N07D8 |  | Total eddy viscosity for radial node 07 and downstream distance 08 of turbine 03 |  | (m^2/s)
| EddVisT3N07D9 |  | Total eddy viscosity for radial node 07 and downstream distance 09 of turbine 03 |  | (m^2/s)
| EddVisT3N08D1 |  | Total eddy viscosity for radial node 08 and downstream distance 01 of turbine 03 |  | (m^2/s)
| EddVisT3N08D2 |  | Total eddy viscosity for radial node 08 and downstream distance 02 of turbine 03 |  | (m^2/s)
| EddVisT3N08D3 |  | Total eddy viscosity for radial node 08 and downstream distance 03 of turbine 03 |  | (m^2/s)
| EddVisT3N08D4 |  | Total eddy viscosity for radial node 08 and downstream distance 04 of turbine 03 |  | (m^2/s)
| EddVisT3N08D5 |  | Total eddy viscosity for radial node 08 and downstream distance 05 of turbine 03 |  | (m^2/s)
| EddVisT3N08D6 |  | Total eddy viscosity for radial node 08 and downstream distance 06 of turbine 03 |  | (m^2/s)
| EddVisT3N08D7 |  | Total eddy viscosity for radial node 08 and downstream distance 07 of turbine 03 |  | (m^2/s)
| EddVisT3N08D8 |  | Total eddy viscosity for radial node 08 and downstream distance 08 of turbine 03 |  | (m^2/s)
| EddVisT3N08D9 |  | Total eddy viscosity for radial node 08 and downstream distance 09 of turbine 03 |  | (m^2/s)
| EddVisT3N09D1 |  | Total eddy viscosity for radial node 09 and downstream distance 01 of turbine 03 |  | (m^2/s)
| EddVisT3N09D2 |  | Total eddy viscosity for radial node 09 and downstream distance 02 of turbine 03 |  | (m^2/s)
| EddVisT3N09D3 |  | Total eddy viscosity for radial node 09 and downstream distance 03 of turbine 03 |  | (m^2/s)
| EddVisT3N09D4 |  | Total eddy viscosity for radial node 09 and downstream distance 04 of turbine 03 |  | (m^2/s)
| EddVisT3N09D5 |  | Total eddy viscosity for radial node 09 and downstream distance 05 of turbine 03 |  | (m^2/s)
| EddVisT3N09D6 |  | Total eddy viscosity for radial node 09 and downstream distance 06 of turbine 03 |  | (m^2/s)
| EddVisT3N09D7 |  | Total eddy viscosity for radial node 09 and downstream distance 07 of turbine 03 |  | (m^2/s)
| EddVisT3N09D8 |  | Total eddy viscosity for radial node 09 and downstream distance 08 of turbine 03 |  | (m^2/s)
| EddVisT3N09D9 |  | Total eddy viscosity for radial node 09 and downstream distance 09 of turbine 03 |  | (m^2/s)
| EddVisT3N10D1 |  | Total eddy viscosity for radial node 10 and downstream distance 01 of turbine 03 |  | (m^2/s)
| EddVisT3N10D2 |  | Total eddy viscosity for radial node 10 and downstream distance 02 of turbine 03 |  | (m^2/s)
| EddVisT3N10D3 |  | Total eddy viscosity for radial node 10 and downstream distance 03 of turbine 03 |  | (m^2/s)
| EddVisT3N10D4 |  | Total eddy viscosity for radial node 10 and downstream distance 04 of turbine 03 |  | (m^2/s)
| EddVisT3N10D5 |  | Total eddy viscosity for radial node 10 and downstream distance 05 of turbine 03 |  | (m^2/s)
| EddVisT3N10D6 |  | Total eddy viscosity for radial node 10 and downstream distance 06 of turbine 03 |  | (m^2/s)
| EddVisT3N10D7 |  | Total eddy viscosity for radial node 10 and downstream distance 07 of turbine 03 |  | (m^2/s)
| EddVisT3N10D8 |  | Total eddy viscosity for radial node 10 and downstream distance 08 of turbine 03 |  | (m^2/s)
| EddVisT3N10D9 |  | Total eddy viscosity for radial node 10 and downstream distance 09 of turbine 03 |  | (m^2/s)
| EddVisT3N11D1 |  | Total eddy viscosity for radial node 11 and downstream distance 01 of turbine 03 |  | (m^2/s)
| EddVisT3N11D2 |  | Total eddy viscosity for radial node 11 and downstream distance 02 of turbine 03 |  | (m^2/s)
| EddVisT3N11D3 |  | Total eddy viscosity for radial node 11 and downstream distance 03 of turbine 03 |  | (m^2/s)
| EddVisT3N11D4 |  | Total eddy viscosity for radial node 11 and downstream distance 04 of turbine 03 |  | (m^2/s)
| EddVisT3N11D5 |  | Total eddy viscosity for radial node 11 and downstream distance 05 of turbine 03 |  | (m^2/s)
| EddVisT3N11D6 |  | Total eddy viscosity for radial node 11 and downstream distance 06 of turbine 03 |  | (m^2/s)
| EddVisT3N11D7 |  | Total eddy viscosity for radial node 11 and downstream distance 07 of turbine 03 |  | (m^2/s)
| EddVisT3N11D8 |  | Total eddy viscosity for radial node 11 and downstream distance 08 of turbine 03 |  | (m^2/s)
| EddVisT3N11D9 |  | Total eddy viscosity for radial node 11 and downstream distance 09 of turbine 03 |  | (m^2/s)
| EddVisT3N12D1 |  | Total eddy viscosity for radial node 12 and downstream distance 01 of turbine 03 |  | (m^2/s)
| EddVisT3N12D2 |  | Total eddy viscosity for radial node 12 and downstream distance 02 of turbine 03 |  | (m^2/s)
| EddVisT3N12D3 |  | Total eddy viscosity for radial node 12 and downstream distance 03 of turbine 03 |  | (m^2/s)
| EddVisT3N12D4 |  | Total eddy viscosity for radial node 12 and downstream distance 04 of turbine 03 |  | (m^2/s)
| EddVisT3N12D5 |  | Total eddy viscosity for radial node 12 and downstream distance 05 of turbine 03 |  | (m^2/s)
| EddVisT3N12D6 |  | Total eddy viscosity for radial node 12 and downstream distance 06 of turbine 03 |  | (m^2/s)
| EddVisT3N12D7 |  | Total eddy viscosity for radial node 12 and downstream distance 07 of turbine 03 |  | (m^2/s)
| EddVisT3N12D8 |  | Total eddy viscosity for radial node 12 and downstream distance 08 of turbine 03 |  | (m^2/s)
| EddVisT3N12D9 |  | Total eddy viscosity for radial node 12 and downstream distance 09 of turbine 03 |  | (m^2/s)
| EddVisT3N13D1 |  | Total eddy viscosity for radial node 13 and downstream distance 01 of turbine 03 |  | (m^2/s)
| EddVisT3N13D2 |  | Total eddy viscosity for radial node 13 and downstream distance 02 of turbine 03 |  | (m^2/s)
| EddVisT3N13D3 |  | Total eddy viscosity for radial node 13 and downstream distance 03 of turbine 03 |  | (m^2/s)
| EddVisT3N13D4 |  | Total eddy viscosity for radial node 13 and downstream distance 04 of turbine 03 |  | (m^2/s)
| EddVisT3N13D5 |  | Total eddy viscosity for radial node 13 and downstream distance 05 of turbine 03 |  | (m^2/s)
| EddVisT3N13D6 |  | Total eddy viscosity for radial node 13 and downstream distance 06 of turbine 03 |  | (m^2/s)
| EddVisT3N13D7 |  | Total eddy viscosity for radial node 13 and downstream distance 07 of turbine 03 |  | (m^2/s)
| EddVisT3N13D8 |  | Total eddy viscosity for radial node 13 and downstream distance 08 of turbine 03 |  | (m^2/s)
| EddVisT3N13D9 |  | Total eddy viscosity for radial node 13 and downstream distance 09 of turbine 03 |  | (m^2/s)
| EddVisT3N14D1 |  | Total eddy viscosity for radial node 14 and downstream distance 01 of turbine 03 |  | (m^2/s)
| EddVisT3N14D2 |  | Total eddy viscosity for radial node 14 and downstream distance 02 of turbine 03 |  | (m^2/s)
| EddVisT3N14D3 |  | Total eddy viscosity for radial node 14 and downstream distance 03 of turbine 03 |  | (m^2/s)
| EddVisT3N14D4 |  | Total eddy viscosity for radial node 14 and downstream distance 04 of turbine 03 |  | (m^2/s)
| EddVisT3N14D5 |  | Total eddy viscosity for radial node 14 and downstream distance 05 of turbine 03 |  | (m^2/s)
| EddVisT3N14D6 |  | Total eddy viscosity for radial node 14 and downstream distance 06 of turbine 03 |  | (m^2/s)
| EddVisT3N14D7 |  | Total eddy viscosity for radial node 14 and downstream distance 07 of turbine 03 |  | (m^2/s)
| EddVisT3N14D8 |  | Total eddy viscosity for radial node 14 and downstream distance 08 of turbine 03 |  | (m^2/s)
| EddVisT3N14D9 |  | Total eddy viscosity for radial node 14 and downstream distance 09 of turbine 03 |  | (m^2/s)
| EddVisT3N15D1 |  | Total eddy viscosity for radial node 15 and downstream distance 01 of turbine 03 |  | (m^2/s)
| EddVisT3N15D2 |  | Total eddy viscosity for radial node 15 and downstream distance 02 of turbine 03 |  | (m^2/s)
| EddVisT3N15D3 |  | Total eddy viscosity for radial node 15 and downstream distance 03 of turbine 03 |  | (m^2/s)
| EddVisT3N15D4 |  | Total eddy viscosity for radial node 15 and downstream distance 04 of turbine 03 |  | (m^2/s)
| EddVisT3N15D5 |  | Total eddy viscosity for radial node 15 and downstream distance 05 of turbine 03 |  | (m^2/s)
| EddVisT3N15D6 |  | Total eddy viscosity for radial node 15 and downstream distance 06 of turbine 03 |  | (m^2/s)
| EddVisT3N15D7 |  | Total eddy viscosity for radial node 15 and downstream distance 07 of turbine 03 |  | (m^2/s)
| EddVisT3N15D8 |  | Total eddy viscosity for radial node 15 and downstream distance 08 of turbine 03 |  | (m^2/s)
| EddVisT3N15D9 |  | Total eddy viscosity for radial node 15 and downstream distance 09 of turbine 03 |  | (m^2/s)
| EddVisT3N16D1 |  | Total eddy viscosity for radial node 16 and downstream distance 01 of turbine 03 |  | (m^2/s)
| EddVisT3N16D2 |  | Total eddy viscosity for radial node 16 and downstream distance 02 of turbine 03 |  | (m^2/s)
| EddVisT3N16D3 |  | Total eddy viscosity for radial node 16 and downstream distance 03 of turbine 03 |  | (m^2/s)
| EddVisT3N16D4 |  | Total eddy viscosity for radial node 16 and downstream distance 04 of turbine 03 |  | (m^2/s)
| EddVisT3N16D5 |  | Total eddy viscosity for radial node 16 and downstream distance 05 of turbine 03 |  | (m^2/s)
| EddVisT3N16D6 |  | Total eddy viscosity for radial node 16 and downstream distance 06 of turbine 03 |  | (m^2/s)
| EddVisT3N16D7 |  | Total eddy viscosity for radial node 16 and downstream distance 07 of turbine 03 |  | (m^2/s)
| EddVisT3N16D8 |  | Total eddy viscosity for radial node 16 and downstream distance 08 of turbine 03 |  | (m^2/s)
| EddVisT3N16D9 |  | Total eddy viscosity for radial node 16 and downstream distance 09 of turbine 03 |  | (m^2/s)
| EddVisT3N17D1 |  | Total eddy viscosity for radial node 17 and downstream distance 01 of turbine 03 |  | (m^2/s)
| EddVisT3N17D2 |  | Total eddy viscosity for radial node 17 and downstream distance 02 of turbine 03 |  | (m^2/s)
| EddVisT3N17D3 |  | Total eddy viscosity for radial node 17 and downstream distance 03 of turbine 03 |  | (m^2/s)
| EddVisT3N17D4 |  | Total eddy viscosity for radial node 17 and downstream distance 04 of turbine 03 |  | (m^2/s)
| EddVisT3N17D5 |  | Total eddy viscosity for radial node 17 and downstream distance 05 of turbine 03 |  | (m^2/s)
| EddVisT3N17D6 |  | Total eddy viscosity for radial node 17 and downstream distance 06 of turbine 03 |  | (m^2/s)
| EddVisT3N17D7 |  | Total eddy viscosity for radial node 17 and downstream distance 07 of turbine 03 |  | (m^2/s)
| EddVisT3N17D8 |  | Total eddy viscosity for radial node 17 and downstream distance 08 of turbine 03 |  | (m^2/s)
| EddVisT3N17D9 |  | Total eddy viscosity for radial node 17 and downstream distance 09 of turbine 03 |  | (m^2/s)
| EddVisT3N18D1 |  | Total eddy viscosity for radial node 18 and downstream distance 01 of turbine 03 |  | (m^2/s)
| EddVisT3N18D2 |  | Total eddy viscosity for radial node 18 and downstream distance 02 of turbine 03 |  | (m^2/s)
| EddVisT3N18D3 |  | Total eddy viscosity for radial node 18 and downstream distance 03 of turbine 03 |  | (m^2/s)
| EddVisT3N18D4 |  | Total eddy viscosity for radial node 18 and downstream distance 04 of turbine 03 |  | (m^2/s)
| EddVisT3N18D5 |  | Total eddy viscosity for radial node 18 and downstream distance 05 of turbine 03 |  | (m^2/s)
| EddVisT3N18D6 |  | Total eddy viscosity for radial node 18 and downstream distance 06 of turbine 03 |  | (m^2/s)
| EddVisT3N18D7 |  | Total eddy viscosity for radial node 18 and downstream distance 07 of turbine 03 |  | (m^2/s)
| EddVisT3N18D8 |  | Total eddy viscosity for radial node 18 and downstream distance 08 of turbine 03 |  | (m^2/s)
| EddVisT3N18D9 |  | Total eddy viscosity for radial node 18 and downstream distance 09 of turbine 03 |  | (m^2/s)
| EddVisT3N19D1 |  | Total eddy viscosity for radial node 19 and downstream distance 01 of turbine 03 |  | (m^2/s)
| EddVisT3N19D2 |  | Total eddy viscosity for radial node 19 and downstream distance 02 of turbine 03 |  | (m^2/s)
| EddVisT3N19D3 |  | Total eddy viscosity for radial node 19 and downstream distance 03 of turbine 03 |  | (m^2/s)
| EddVisT3N19D4 |  | Total eddy viscosity for radial node 19 and downstream distance 04 of turbine 03 |  | (m^2/s)
| EddVisT3N19D5 |  | Total eddy viscosity for radial node 19 and downstream distance 05 of turbine 03 |  | (m^2/s)
| EddVisT3N19D6 |  | Total eddy viscosity for radial node 19 and downstream distance 06 of turbine 03 |  | (m^2/s)
| EddVisT3N19D7 |  | Total eddy viscosity for radial node 19 and downstream distance 07 of turbine 03 |  | (m^2/s)
| EddVisT3N19D8 |  | Total eddy viscosity for radial node 19 and downstream distance 08 of turbine 03 |  | (m^2/s)
| EddVisT3N19D9 |  | Total eddy viscosity for radial node 19 and downstream distance 09 of turbine 03 |  | (m^2/s)
| EddVisT3N20D1 |  | Total eddy viscosity for radial node 20 and downstream distance 01 of turbine 03 |  | (m^2/s)
| EddVisT3N20D2 |  | Total eddy viscosity for radial node 20 and downstream distance 02 of turbine 03 |  | (m^2/s)
| EddVisT3N20D3 |  | Total eddy viscosity for radial node 20 and downstream distance 03 of turbine 03 |  | (m^2/s)
| EddVisT3N20D4 |  | Total eddy viscosity for radial node 20 and downstream distance 04 of turbine 03 |  | (m^2/s)
| EddVisT3N20D5 |  | Total eddy viscosity for radial node 20 and downstream distance 05 of turbine 03 |  | (m^2/s)
| EddVisT3N20D6 |  | Total eddy viscosity for radial node 20 and downstream distance 06 of turbine 03 |  | (m^2/s)
| EddVisT3N20D7 |  | Total eddy viscosity for radial node 20 and downstream distance 07 of turbine 03 |  | (m^2/s)
| EddVisT3N20D8 |  | Total eddy viscosity for radial node 20 and downstream distance 08 of turbine 03 |  | (m^2/s)
| EddVisT3N20D9 |  | Total eddy viscosity for radial node 20 and downstream distance 09 of turbine 03 |  | (m^2/s)
| EddVisT4N01D1 |  | Total eddy viscosity for radial node 01 and downstream distance 01 of turbine 04 |  | (m^2/s)
| EddVisT4N01D2 |  | Total eddy viscosity for radial node 01 and downstream distance 02 of turbine 04 |  | (m^2/s)
| EddVisT4N01D3 |  | Total eddy viscosity for radial node 01 and downstream distance 03 of turbine 04 |  | (m^2/s)
| EddVisT4N01D4 |  | Total eddy viscosity for radial node 01 and downstream distance 04 of turbine 04 |  | (m^2/s)
| EddVisT4N01D5 |  | Total eddy viscosity for radial node 01 and downstream distance 05 of turbine 04 |  | (m^2/s)
| EddVisT4N01D6 |  | Total eddy viscosity for radial node 01 and downstream distance 06 of turbine 04 |  | (m^2/s)
| EddVisT4N01D7 |  | Total eddy viscosity for radial node 01 and downstream distance 07 of turbine 04 |  | (m^2/s)
| EddVisT4N01D8 |  | Total eddy viscosity for radial node 01 and downstream distance 08 of turbine 04 |  | (m^2/s)
| EddVisT4N01D9 |  | Total eddy viscosity for radial node 01 and downstream distance 09 of turbine 04 |  | (m^2/s)
| EddVisT4N02D1 |  | Total eddy viscosity for radial node 02 and downstream distance 01 of turbine 04 |  | (m^2/s)
| EddVisT4N02D2 |  | Total eddy viscosity for radial node 02 and downstream distance 02 of turbine 04 |  | (m^2/s)
| EddVisT4N02D3 |  | Total eddy viscosity for radial node 02 and downstream distance 03 of turbine 04 |  | (m^2/s)
| EddVisT4N02D4 |  | Total eddy viscosity for radial node 02 and downstream distance 04 of turbine 04 |  | (m^2/s)
| EddVisT4N02D5 |  | Total eddy viscosity for radial node 02 and downstream distance 05 of turbine 04 |  | (m^2/s)
| EddVisT4N02D6 |  | Total eddy viscosity for radial node 02 and downstream distance 06 of turbine 04 |  | (m^2/s)
| EddVisT4N02D7 |  | Total eddy viscosity for radial node 02 and downstream distance 07 of turbine 04 |  | (m^2/s)
| EddVisT4N02D8 |  | Total eddy viscosity for radial node 02 and downstream distance 08 of turbine 04 |  | (m^2/s)
| EddVisT4N02D9 |  | Total eddy viscosity for radial node 02 and downstream distance 09 of turbine 04 |  | (m^2/s)
| EddVisT4N03D1 |  | Total eddy viscosity for radial node 03 and downstream distance 01 of turbine 04 |  | (m^2/s)
| EddVisT4N03D2 |  | Total eddy viscosity for radial node 03 and downstream distance 02 of turbine 04 |  | (m^2/s)
| EddVisT4N03D3 |  | Total eddy viscosity for radial node 03 and downstream distance 03 of turbine 04 |  | (m^2/s)
| EddVisT4N03D4 |  | Total eddy viscosity for radial node 03 and downstream distance 04 of turbine 04 |  | (m^2/s)
| EddVisT4N03D5 |  | Total eddy viscosity for radial node 03 and downstream distance 05 of turbine 04 |  | (m^2/s)
| EddVisT4N03D6 |  | Total eddy viscosity for radial node 03 and downstream distance 06 of turbine 04 |  | (m^2/s)
| EddVisT4N03D7 |  | Total eddy viscosity for radial node 03 and downstream distance 07 of turbine 04 |  | (m^2/s)
| EddVisT4N03D8 |  | Total eddy viscosity for radial node 03 and downstream distance 08 of turbine 04 |  | (m^2/s)
| EddVisT4N03D9 |  | Total eddy viscosity for radial node 03 and downstream distance 09 of turbine 04 |  | (m^2/s)
| EddVisT4N04D1 |  | Total eddy viscosity for radial node 04 and downstream distance 01 of turbine 04 |  | (m^2/s)
| EddVisT4N04D2 |  | Total eddy viscosity for radial node 04 and downstream distance 02 of turbine 04 |  | (m^2/s)
| EddVisT4N04D3 |  | Total eddy viscosity for radial node 04 and downstream distance 03 of turbine 04 |  | (m^2/s)
| EddVisT4N04D4 |  | Total eddy viscosity for radial node 04 and downstream distance 04 of turbine 04 |  | (m^2/s)
| EddVisT4N04D5 |  | Total eddy viscosity for radial node 04 and downstream distance 05 of turbine 04 |  | (m^2/s)
| EddVisT4N04D6 |  | Total eddy viscosity for radial node 04 and downstream distance 06 of turbine 04 |  | (m^2/s)
| EddVisT4N04D7 |  | Total eddy viscosity for radial node 04 and downstream distance 07 of turbine 04 |  | (m^2/s)
| EddVisT4N04D8 |  | Total eddy viscosity for radial node 04 and downstream distance 08 of turbine 04 |  | (m^2/s)
| EddVisT4N04D9 |  | Total eddy viscosity for radial node 04 and downstream distance 09 of turbine 04 |  | (m^2/s)
| EddVisT4N05D1 |  | Total eddy viscosity for radial node 05 and downstream distance 01 of turbine 04 |  | (m^2/s)
| EddVisT4N05D2 |  | Total eddy viscosity for radial node 05 and downstream distance 02 of turbine 04 |  | (m^2/s)
| EddVisT4N05D3 |  | Total eddy viscosity for radial node 05 and downstream distance 03 of turbine 04 |  | (m^2/s)
| EddVisT4N05D4 |  | Total eddy viscosity for radial node 05 and downstream distance 04 of turbine 04 |  | (m^2/s)
| EddVisT4N05D5 |  | Total eddy viscosity for radial node 05 and downstream distance 05 of turbine 04 |  | (m^2/s)
| EddVisT4N05D6 |  | Total eddy viscosity for radial node 05 and downstream distance 06 of turbine 04 |  | (m^2/s)
| EddVisT4N05D7 |  | Total eddy viscosity for radial node 05 and downstream distance 07 of turbine 04 |  | (m^2/s)
| EddVisT4N05D8 |  | Total eddy viscosity for radial node 05 and downstream distance 08 of turbine 04 |  | (m^2/s)
| EddVisT4N05D9 |  | Total eddy viscosity for radial node 05 and downstream distance 09 of turbine 04 |  | (m^2/s)
| EddVisT4N06D1 |  | Total eddy viscosity for radial node 06 and downstream distance 01 of turbine 04 |  | (m^2/s)
| EddVisT4N06D2 |  | Total eddy viscosity for radial node 06 and downstream distance 02 of turbine 04 |  | (m^2/s)
| EddVisT4N06D3 |  | Total eddy viscosity for radial node 06 and downstream distance 03 of turbine 04 |  | (m^2/s)
| EddVisT4N06D4 |  | Total eddy viscosity for radial node 06 and downstream distance 04 of turbine 04 |  | (m^2/s)
| EddVisT4N06D5 |  | Total eddy viscosity for radial node 06 and downstream distance 05 of turbine 04 |  | (m^2/s)
| EddVisT4N06D6 |  | Total eddy viscosity for radial node 06 and downstream distance 06 of turbine 04 |  | (m^2/s)
| EddVisT4N06D7 |  | Total eddy viscosity for radial node 06 and downstream distance 07 of turbine 04 |  | (m^2/s)
| EddVisT4N06D8 |  | Total eddy viscosity for radial node 06 and downstream distance 08 of turbine 04 |  | (m^2/s)
| EddVisT4N06D9 |  | Total eddy viscosity for radial node 06 and downstream distance 09 of turbine 04 |  | (m^2/s)
| EddVisT4N07D1 |  | Total eddy viscosity for radial node 07 and downstream distance 01 of turbine 04 |  | (m^2/s)
| EddVisT4N07D2 |  | Total eddy viscosity for radial node 07 and downstream distance 02 of turbine 04 |  | (m^2/s)
| EddVisT4N07D3 |  | Total eddy viscosity for radial node 07 and downstream distance 03 of turbine 04 |  | (m^2/s)
| EddVisT4N07D4 |  | Total eddy viscosity for radial node 07 and downstream distance 04 of turbine 04 |  | (m^2/s)
| EddVisT4N07D5 |  | Total eddy viscosity for radial node 07 and downstream distance 05 of turbine 04 |  | (m^2/s)
| EddVisT4N07D6 |  | Total eddy viscosity for radial node 07 and downstream distance 06 of turbine 04 |  | (m^2/s)
| EddVisT4N07D7 |  | Total eddy viscosity for radial node 07 and downstream distance 07 of turbine 04 |  | (m^2/s)
| EddVisT4N07D8 |  | Total eddy viscosity for radial node 07 and downstream distance 08 of turbine 04 |  | (m^2/s)
| EddVisT4N07D9 |  | Total eddy viscosity for radial node 07 and downstream distance 09 of turbine 04 |  | (m^2/s)
| EddVisT4N08D1 |  | Total eddy viscosity for radial node 08 and downstream distance 01 of turbine 04 |  | (m^2/s)
| EddVisT4N08D2 |  | Total eddy viscosity for radial node 08 and downstream distance 02 of turbine 04 |  | (m^2/s)
| EddVisT4N08D3 |  | Total eddy viscosity for radial node 08 and downstream distance 03 of turbine 04 |  | (m^2/s)
| EddVisT4N08D4 |  | Total eddy viscosity for radial node 08 and downstream distance 04 of turbine 04 |  | (m^2/s)
| EddVisT4N08D5 |  | Total eddy viscosity for radial node 08 and downstream distance 05 of turbine 04 |  | (m^2/s)
| EddVisT4N08D6 |  | Total eddy viscosity for radial node 08 and downstream distance 06 of turbine 04 |  | (m^2/s)
| EddVisT4N08D7 |  | Total eddy viscosity for radial node 08 and downstream distance 07 of turbine 04 |  | (m^2/s)
| EddVisT4N08D8 |  | Total eddy viscosity for radial node 08 and downstream distance 08 of turbine 04 |  | (m^2/s)
| EddVisT4N08D9 |  | Total eddy viscosity for radial node 08 and downstream distance 09 of turbine 04 |  | (m^2/s)
| EddVisT4N09D1 |  | Total eddy viscosity for radial node 09 and downstream distance 01 of turbine 04 |  | (m^2/s)
| EddVisT4N09D2 |  | Total eddy viscosity for radial node 09 and downstream distance 02 of turbine 04 |  | (m^2/s)
| EddVisT4N09D3 |  | Total eddy viscosity for radial node 09 and downstream distance 03 of turbine 04 |  | (m^2/s)
| EddVisT4N09D4 |  | Total eddy viscosity for radial node 09 and downstream distance 04 of turbine 04 |  | (m^2/s)
| EddVisT4N09D5 |  | Total eddy viscosity for radial node 09 and downstream distance 05 of turbine 04 |  | (m^2/s)
| EddVisT4N09D6 |  | Total eddy viscosity for radial node 09 and downstream distance 06 of turbine 04 |  | (m^2/s)
| EddVisT4N09D7 |  | Total eddy viscosity for radial node 09 and downstream distance 07 of turbine 04 |  | (m^2/s)
| EddVisT4N09D8 |  | Total eddy viscosity for radial node 09 and downstream distance 08 of turbine 04 |  | (m^2/s)
| EddVisT4N09D9 |  | Total eddy viscosity for radial node 09 and downstream distance 09 of turbine 04 |  | (m^2/s)
| EddVisT4N10D1 |  | Total eddy viscosity for radial node 10 and downstream distance 01 of turbine 04 |  | (m^2/s)
| EddVisT4N10D2 |  | Total eddy viscosity for radial node 10 and downstream distance 02 of turbine 04 |  | (m^2/s)
| EddVisT4N10D3 |  | Total eddy viscosity for radial node 10 and downstream distance 03 of turbine 04 |  | (m^2/s)
| EddVisT4N10D4 |  | Total eddy viscosity for radial node 10 and downstream distance 04 of turbine 04 |  | (m^2/s)
| EddVisT4N10D5 |  | Total eddy viscosity for radial node 10 and downstream distance 05 of turbine 04 |  | (m^2/s)
| EddVisT4N10D6 |  | Total eddy viscosity for radial node 10 and downstream distance 06 of turbine 04 |  | (m^2/s)
| EddVisT4N10D7 |  | Total eddy viscosity for radial node 10 and downstream distance 07 of turbine 04 |  | (m^2/s)
| EddVisT4N10D8 |  | Total eddy viscosity for radial node 10 and downstream distance 08 of turbine 04 |  | (m^2/s)
| EddVisT4N10D9 |  | Total eddy viscosity for radial node 10 and downstream distance 09 of turbine 04 |  | (m^2/s)
| EddVisT4N11D1 |  | Total eddy viscosity for radial node 11 and downstream distance 01 of turbine 04 |  | (m^2/s)
| EddVisT4N11D2 |  | Total eddy viscosity for radial node 11 and downstream distance 02 of turbine 04 |  | (m^2/s)
| EddVisT4N11D3 |  | Total eddy viscosity for radial node 11 and downstream distance 03 of turbine 04 |  | (m^2/s)
| EddVisT4N11D4 |  | Total eddy viscosity for radial node 11 and downstream distance 04 of turbine 04 |  | (m^2/s)
| EddVisT4N11D5 |  | Total eddy viscosity for radial node 11 and downstream distance 05 of turbine 04 |  | (m^2/s)
| EddVisT4N11D6 |  | Total eddy viscosity for radial node 11 and downstream distance 06 of turbine 04 |  | (m^2/s)
| EddVisT4N11D7 |  | Total eddy viscosity for radial node 11 and downstream distance 07 of turbine 04 |  | (m^2/s)
| EddVisT4N11D8 |  | Total eddy viscosity for radial node 11 and downstream distance 08 of turbine 04 |  | (m^2/s)
| EddVisT4N11D9 |  | Total eddy viscosity for radial node 11 and downstream distance 09 of turbine 04 |  | (m^2/s)
| EddVisT4N12D1 |  | Total eddy viscosity for radial node 12 and downstream distance 01 of turbine 04 |  | (m^2/s)
| EddVisT4N12D2 |  | Total eddy viscosity for radial node 12 and downstream distance 02 of turbine 04 |  | (m^2/s)
| EddVisT4N12D3 |  | Total eddy viscosity for radial node 12 and downstream distance 03 of turbine 04 |  | (m^2/s)
| EddVisT4N12D4 |  | Total eddy viscosity for radial node 12 and downstream distance 04 of turbine 04 |  | (m^2/s)
| EddVisT4N12D5 |  | Total eddy viscosity for radial node 12 and downstream distance 05 of turbine 04 |  | (m^2/s)
| EddVisT4N12D6 |  | Total eddy viscosity for radial node 12 and downstream distance 06 of turbine 04 |  | (m^2/s)
| EddVisT4N12D7 |  | Total eddy viscosity for radial node 12 and downstream distance 07 of turbine 04 |  | (m^2/s)
| EddVisT4N12D8 |  | Total eddy viscosity for radial node 12 and downstream distance 08 of turbine 04 |  | (m^2/s)
| EddVisT4N12D9 |  | Total eddy viscosity for radial node 12 and downstream distance 09 of turbine 04 |  | (m^2/s)
| EddVisT4N13D1 |  | Total eddy viscosity for radial node 13 and downstream distance 01 of turbine 04 |  | (m^2/s)
| EddVisT4N13D2 |  | Total eddy viscosity for radial node 13 and downstream distance 02 of turbine 04 |  | (m^2/s)
| EddVisT4N13D3 |  | Total eddy viscosity for radial node 13 and downstream distance 03 of turbine 04 |  | (m^2/s)
| EddVisT4N13D4 |  | Total eddy viscosity for radial node 13 and downstream distance 04 of turbine 04 |  | (m^2/s)
| EddVisT4N13D5 |  | Total eddy viscosity for radial node 13 and downstream distance 05 of turbine 04 |  | (m^2/s)
| EddVisT4N13D6 |  | Total eddy viscosity for radial node 13 and downstream distance 06 of turbine 04 |  | (m^2/s)
| EddVisT4N13D7 |  | Total eddy viscosity for radial node 13 and downstream distance 07 of turbine 04 |  | (m^2/s)
| EddVisT4N13D8 |  | Total eddy viscosity for radial node 13 and downstream distance 08 of turbine 04 |  | (m^2/s)
| EddVisT4N13D9 |  | Total eddy viscosity for radial node 13 and downstream distance 09 of turbine 04 |  | (m^2/s)
| EddVisT4N14D1 |  | Total eddy viscosity for radial node 14 and downstream distance 01 of turbine 04 |  | (m^2/s)
| EddVisT4N14D2 |  | Total eddy viscosity for radial node 14 and downstream distance 02 of turbine 04 |  | (m^2/s)
| EddVisT4N14D3 |  | Total eddy viscosity for radial node 14 and downstream distance 03 of turbine 04 |  | (m^2/s)
| EddVisT4N14D4 |  | Total eddy viscosity for radial node 14 and downstream distance 04 of turbine 04 |  | (m^2/s)
| EddVisT4N14D5 |  | Total eddy viscosity for radial node 14 and downstream distance 05 of turbine 04 |  | (m^2/s)
| EddVisT4N14D6 |  | Total eddy viscosity for radial node 14 and downstream distance 06 of turbine 04 |  | (m^2/s)
| EddVisT4N14D7 |  | Total eddy viscosity for radial node 14 and downstream distance 07 of turbine 04 |  | (m^2/s)
| EddVisT4N14D8 |  | Total eddy viscosity for radial node 14 and downstream distance 08 of turbine 04 |  | (m^2/s)
| EddVisT4N14D9 |  | Total eddy viscosity for radial node 14 and downstream distance 09 of turbine 04 |  | (m^2/s)
| EddVisT4N15D1 |  | Total eddy viscosity for radial node 15 and downstream distance 01 of turbine 04 |  | (m^2/s)
| EddVisT4N15D2 |  | Total eddy viscosity for radial node 15 and downstream distance 02 of turbine 04 |  | (m^2/s)
| EddVisT4N15D3 |  | Total eddy viscosity for radial node 15 and downstream distance 03 of turbine 04 |  | (m^2/s)
| EddVisT4N15D4 |  | Total eddy viscosity for radial node 15 and downstream distance 04 of turbine 04 |  | (m^2/s)
| EddVisT4N15D5 |  | Total eddy viscosity for radial node 15 and downstream distance 05 of turbine 04 |  | (m^2/s)
| EddVisT4N15D6 |  | Total eddy viscosity for radial node 15 and downstream distance 06 of turbine 04 |  | (m^2/s)
| EddVisT4N15D7 |  | Total eddy viscosity for radial node 15 and downstream distance 07 of turbine 04 |  | (m^2/s)
| EddVisT4N15D8 |  | Total eddy viscosity for radial node 15 and downstream distance 08 of turbine 04 |  | (m^2/s)
| EddVisT4N15D9 |  | Total eddy viscosity for radial node 15 and downstream distance 09 of turbine 04 |  | (m^2/s)
| EddVisT4N16D1 |  | Total eddy viscosity for radial node 16 and downstream distance 01 of turbine 04 |  | (m^2/s)
| EddVisT4N16D2 |  | Total eddy viscosity for radial node 16 and downstream distance 02 of turbine 04 |  | (m^2/s)
| EddVisT4N16D3 |  | Total eddy viscosity for radial node 16 and downstream distance 03 of turbine 04 |  | (m^2/s)
| EddVisT4N16D4 |  | Total eddy viscosity for radial node 16 and downstream distance 04 of turbine 04 |  | (m^2/s)
| EddVisT4N16D5 |  | Total eddy viscosity for radial node 16 and downstream distance 05 of turbine 04 |  | (m^2/s)
| EddVisT4N16D6 |  | Total eddy viscosity for radial node 16 and downstream distance 06 of turbine 04 |  | (m^2/s)
| EddVisT4N16D7 |  | Total eddy viscosity for radial node 16 and downstream distance 07 of turbine 04 |  | (m^2/s)
| EddVisT4N16D8 |  | Total eddy viscosity for radial node 16 and downstream distance 08 of turbine 04 |  | (m^2/s)
| EddVisT4N16D9 |  | Total eddy viscosity for radial node 16 and downstream distance 09 of turbine 04 |  | (m^2/s)
| EddVisT4N17D1 |  | Total eddy viscosity for radial node 17 and downstream distance 01 of turbine 04 |  | (m^2/s)
| EddVisT4N17D2 |  | Total eddy viscosity for radial node 17 and downstream distance 02 of turbine 04 |  | (m^2/s)
| EddVisT4N17D3 |  | Total eddy viscosity for radial node 17 and downstream distance 03 of turbine 04 |  | (m^2/s)
| EddVisT4N17D4 |  | Total eddy viscosity for radial node 17 and downstream distance 04 of turbine 04 |  | (m^2/s)
| EddVisT4N17D5 |  | Total eddy viscosity for radial node 17 and downstream distance 05 of turbine 04 |  | (m^2/s)
| EddVisT4N17D6 |  | Total eddy viscosity for radial node 17 and downstream distance 06 of turbine 04 |  | (m^2/s)
| EddVisT4N17D7 |  | Total eddy viscosity for radial node 17 and downstream distance 07 of turbine 04 |  | (m^2/s)
| EddVisT4N17D8 |  | Total eddy viscosity for radial node 17 and downstream distance 08 of turbine 04 |  | (m^2/s)
| EddVisT4N17D9 |  | Total eddy viscosity for radial node 17 and downstream distance 09 of turbine 04 |  | (m^2/s)
| EddVisT4N18D1 |  | Total eddy viscosity for radial node 18 and downstream distance 01 of turbine 04 |  | (m^2/s)
| EddVisT4N18D2 |  | Total eddy viscosity for radial node 18 and downstream distance 02 of turbine 04 |  | (m^2/s)
| EddVisT4N18D3 |  | Total eddy viscosity for radial node 18 and downstream distance 03 of turbine 04 |  | (m^2/s)
| EddVisT4N18D4 |  | Total eddy viscosity for radial node 18 and downstream distance 04 of turbine 04 |  | (m^2/s)
| EddVisT4N18D5 |  | Total eddy viscosity for radial node 18 and downstream distance 05 of turbine 04 |  | (m^2/s)
| EddVisT4N18D6 |  | Total eddy viscosity for radial node 18 and downstream distance 06 of turbine 04 |  | (m^2/s)
| EddVisT4N18D7 |  | Total eddy viscosity for radial node 18 and downstream distance 07 of turbine 04 |  | (m^2/s)
| EddVisT4N18D8 |  | Total eddy viscosity for radial node 18 and downstream distance 08 of turbine 04 |  | (m^2/s)
| EddVisT4N18D9 |  | Total eddy viscosity for radial node 18 and downstream distance 09 of turbine 04 |  | (m^2/s)
| EddVisT4N19D1 |  | Total eddy viscosity for radial node 19 and downstream distance 01 of turbine 04 |  | (m^2/s)
| EddVisT4N19D2 |  | Total eddy viscosity for radial node 19 and downstream distance 02 of turbine 04 |  | (m^2/s)
| EddVisT4N19D3 |  | Total eddy viscosity for radial node 19 and downstream distance 03 of turbine 04 |  | (m^2/s)
| EddVisT4N19D4 |  | Total eddy viscosity for radial node 19 and downstream distance 04 of turbine 04 |  | (m^2/s)
| EddVisT4N19D5 |  | Total eddy viscosity for radial node 19 and downstream distance 05 of turbine 04 |  | (m^2/s)
| EddVisT4N19D6 |  | Total eddy viscosity for radial node 19 and downstream distance 06 of turbine 04 |  | (m^2/s)
| EddVisT4N19D7 |  | Total eddy viscosity for radial node 19 and downstream distance 07 of turbine 04 |  | (m^2/s)
| EddVisT4N19D8 |  | Total eddy viscosity for radial node 19 and downstream distance 08 of turbine 04 |  | (m^2/s)
| EddVisT4N19D9 |  | Total eddy viscosity for radial node 19 and downstream distance 09 of turbine 04 |  | (m^2/s)
| EddVisT4N20D1 |  | Total eddy viscosity for radial node 20 and downstream distance 01 of turbine 04 |  | (m^2/s)
| EddVisT4N20D2 |  | Total eddy viscosity for radial node 20 and downstream distance 02 of turbine 04 |  | (m^2/s)
| EddVisT4N20D3 |  | Total eddy viscosity for radial node 20 and downstream distance 03 of turbine 04 |  | (m^2/s)
| EddVisT4N20D4 |  | Total eddy viscosity for radial node 20 and downstream distance 04 of turbine 04 |  | (m^2/s)
| EddVisT4N20D5 |  | Total eddy viscosity for radial node 20 and downstream distance 05 of turbine 04 |  | (m^2/s)
| EddVisT4N20D6 |  | Total eddy viscosity for radial node 20 and downstream distance 06 of turbine 04 |  | (m^2/s)
| EddVisT4N20D7 |  | Total eddy viscosity for radial node 20 and downstream distance 07 of turbine 04 |  | (m^2/s)
| EddVisT4N20D8 |  | Total eddy viscosity for radial node 20 and downstream distance 08 of turbine 04 |  | (m^2/s)
| EddVisT4N20D9 |  | Total eddy viscosity for radial node 20 and downstream distance 09 of turbine 04 |  | (m^2/s)
| EddVisT5N01D1 |  | Total eddy viscosity for radial node 01 and downstream distance 01 of turbine 05 |  | (m^2/s)
| EddVisT5N01D2 |  | Total eddy viscosity for radial node 01 and downstream distance 02 of turbine 05 |  | (m^2/s)
| EddVisT5N01D3 |  | Total eddy viscosity for radial node 01 and downstream distance 03 of turbine 05 |  | (m^2/s)
| EddVisT5N01D4 |  | Total eddy viscosity for radial node 01 and downstream distance 04 of turbine 05 |  | (m^2/s)
| EddVisT5N01D5 |  | Total eddy viscosity for radial node 01 and downstream distance 05 of turbine 05 |  | (m^2/s)
| EddVisT5N01D6 |  | Total eddy viscosity for radial node 01 and downstream distance 06 of turbine 05 |  | (m^2/s)
| EddVisT5N01D7 |  | Total eddy viscosity for radial node 01 and downstream distance 07 of turbine 05 |  | (m^2/s)
| EddVisT5N01D8 |  | Total eddy viscosity for radial node 01 and downstream distance 08 of turbine 05 |  | (m^2/s)
| EddVisT5N01D9 |  | Total eddy viscosity for radial node 01 and downstream distance 09 of turbine 05 |  | (m^2/s)
| EddVisT5N02D1 |  | Total eddy viscosity for radial node 02 and downstream distance 01 of turbine 05 |  | (m^2/s)
| EddVisT5N02D2 |  | Total eddy viscosity for radial node 02 and downstream distance 02 of turbine 05 |  | (m^2/s)
| EddVisT5N02D3 |  | Total eddy viscosity for radial node 02 and downstream distance 03 of turbine 05 |  | (m^2/s)
| EddVisT5N02D4 |  | Total eddy viscosity for radial node 02 and downstream distance 04 of turbine 05 |  | (m^2/s)
| EddVisT5N02D5 |  | Total eddy viscosity for radial node 02 and downstream distance 05 of turbine 05 |  | (m^2/s)
| EddVisT5N02D6 |  | Total eddy viscosity for radial node 02 and downstream distance 06 of turbine 05 |  | (m^2/s)
| EddVisT5N02D7 |  | Total eddy viscosity for radial node 02 and downstream distance 07 of turbine 05 |  | (m^2/s)
| EddVisT5N02D8 |  | Total eddy viscosity for radial node 02 and downstream distance 08 of turbine 05 |  | (m^2/s)
| EddVisT5N02D9 |  | Total eddy viscosity for radial node 02 and downstream distance 09 of turbine 05 |  | (m^2/s)
| EddVisT5N03D1 |  | Total eddy viscosity for radial node 03 and downstream distance 01 of turbine 05 |  | (m^2/s)
| EddVisT5N03D2 |  | Total eddy viscosity for radial node 03 and downstream distance 02 of turbine 05 |  | (m^2/s)
| EddVisT5N03D3 |  | Total eddy viscosity for radial node 03 and downstream distance 03 of turbine 05 |  | (m^2/s)
| EddVisT5N03D4 |  | Total eddy viscosity for radial node 03 and downstream distance 04 of turbine 05 |  | (m^2/s)
| EddVisT5N03D5 |  | Total eddy viscosity for radial node 03 and downstream distance 05 of turbine 05 |  | (m^2/s)
| EddVisT5N03D6 |  | Total eddy viscosity for radial node 03 and downstream distance 06 of turbine 05 |  | (m^2/s)
| EddVisT5N03D7 |  | Total eddy viscosity for radial node 03 and downstream distance 07 of turbine 05 |  | (m^2/s)
| EddVisT5N03D8 |  | Total eddy viscosity for radial node 03 and downstream distance 08 of turbine 05 |  | (m^2/s)
| EddVisT5N03D9 |  | Total eddy viscosity for radial node 03 and downstream distance 09 of turbine 05 |  | (m^2/s)
| EddVisT5N04D1 |  | Total eddy viscosity for radial node 04 and downstream distance 01 of turbine 05 |  | (m^2/s)
| EddVisT5N04D2 |  | Total eddy viscosity for radial node 04 and downstream distance 02 of turbine 05 |  | (m^2/s)
| EddVisT5N04D3 |  | Total eddy viscosity for radial node 04 and downstream distance 03 of turbine 05 |  | (m^2/s)
| EddVisT5N04D4 |  | Total eddy viscosity for radial node 04 and downstream distance 04 of turbine 05 |  | (m^2/s)
| EddVisT5N04D5 |  | Total eddy viscosity for radial node 04 and downstream distance 05 of turbine 05 |  | (m^2/s)
| EddVisT5N04D6 |  | Total eddy viscosity for radial node 04 and downstream distance 06 of turbine 05 |  | (m^2/s)
| EddVisT5N04D7 |  | Total eddy viscosity for radial node 04 and downstream distance 07 of turbine 05 |  | (m^2/s)
| EddVisT5N04D8 |  | Total eddy viscosity for radial node 04 and downstream distance 08 of turbine 05 |  | (m^2/s)
| EddVisT5N04D9 |  | Total eddy viscosity for radial node 04 and downstream distance 09 of turbine 05 |  | (m^2/s)
| EddVisT5N05D1 |  | Total eddy viscosity for radial node 05 and downstream distance 01 of turbine 05 |  | (m^2/s)
| EddVisT5N05D2 |  | Total eddy viscosity for radial node 05 and downstream distance 02 of turbine 05 |  | (m^2/s)
| EddVisT5N05D3 |  | Total eddy viscosity for radial node 05 and downstream distance 03 of turbine 05 |  | (m^2/s)
| EddVisT5N05D4 |  | Total eddy viscosity for radial node 05 and downstream distance 04 of turbine 05 |  | (m^2/s)
| EddVisT5N05D5 |  | Total eddy viscosity for radial node 05 and downstream distance 05 of turbine 05 |  | (m^2/s)
| EddVisT5N05D6 |  | Total eddy viscosity for radial node 05 and downstream distance 06 of turbine 05 |  | (m^2/s)
| EddVisT5N05D7 |  | Total eddy viscosity for radial node 05 and downstream distance 07 of turbine 05 |  | (m^2/s)
| EddVisT5N05D8 |  | Total eddy viscosity for radial node 05 and downstream distance 08 of turbine 05 |  | (m^2/s)
| EddVisT5N05D9 |  | Total eddy viscosity for radial node 05 and downstream distance 09 of turbine 05 |  | (m^2/s)
| EddVisT5N06D1 |  | Total eddy viscosity for radial node 06 and downstream distance 01 of turbine 05 |  | (m^2/s)
| EddVisT5N06D2 |  | Total eddy viscosity for radial node 06 and downstream distance 02 of turbine 05 |  | (m^2/s)
| EddVisT5N06D3 |  | Total eddy viscosity for radial node 06 and downstream distance 03 of turbine 05 |  | (m^2/s)
| EddVisT5N06D4 |  | Total eddy viscosity for radial node 06 and downstream distance 04 of turbine 05 |  | (m^2/s)
| EddVisT5N06D5 |  | Total eddy viscosity for radial node 06 and downstream distance 05 of turbine 05 |  | (m^2/s)
| EddVisT5N06D6 |  | Total eddy viscosity for radial node 06 and downstream distance 06 of turbine 05 |  | (m^2/s)
| EddVisT5N06D7 |  | Total eddy viscosity for radial node 06 and downstream distance 07 of turbine 05 |  | (m^2/s)
| EddVisT5N06D8 |  | Total eddy viscosity for radial node 06 and downstream distance 08 of turbine 05 |  | (m^2/s)
| EddVisT5N06D9 |  | Total eddy viscosity for radial node 06 and downstream distance 09 of turbine 05 |  | (m^2/s)
| EddVisT5N07D1 |  | Total eddy viscosity for radial node 07 and downstream distance 01 of turbine 05 |  | (m^2/s)
| EddVisT5N07D2 |  | Total eddy viscosity for radial node 07 and downstream distance 02 of turbine 05 |  | (m^2/s)
| EddVisT5N07D3 |  | Total eddy viscosity for radial node 07 and downstream distance 03 of turbine 05 |  | (m^2/s)
| EddVisT5N07D4 |  | Total eddy viscosity for radial node 07 and downstream distance 04 of turbine 05 |  | (m^2/s)
| EddVisT5N07D5 |  | Total eddy viscosity for radial node 07 and downstream distance 05 of turbine 05 |  | (m^2/s)
| EddVisT5N07D6 |  | Total eddy viscosity for radial node 07 and downstream distance 06 of turbine 05 |  | (m^2/s)
| EddVisT5N07D7 |  | Total eddy viscosity for radial node 07 and downstream distance 07 of turbine 05 |  | (m^2/s)
| EddVisT5N07D8 |  | Total eddy viscosity for radial node 07 and downstream distance 08 of turbine 05 |  | (m^2/s)
| EddVisT5N07D9 |  | Total eddy viscosity for radial node 07 and downstream distance 09 of turbine 05 |  | (m^2/s)
| EddVisT5N08D1 |  | Total eddy viscosity for radial node 08 and downstream distance 01 of turbine 05 |  | (m^2/s)
| EddVisT5N08D2 |  | Total eddy viscosity for radial node 08 and downstream distance 02 of turbine 05 |  | (m^2/s)
| EddVisT5N08D3 |  | Total eddy viscosity for radial node 08 and downstream distance 03 of turbine 05 |  | (m^2/s)
| EddVisT5N08D4 |  | Total eddy viscosity for radial node 08 and downstream distance 04 of turbine 05 |  | (m^2/s)
| EddVisT5N08D5 |  | Total eddy viscosity for radial node 08 and downstream distance 05 of turbine 05 |  | (m^2/s)
| EddVisT5N08D6 |  | Total eddy viscosity for radial node 08 and downstream distance 06 of turbine 05 |  | (m^2/s)
| EddVisT5N08D7 |  | Total eddy viscosity for radial node 08 and downstream distance 07 of turbine 05 |  | (m^2/s)
| EddVisT5N08D8 |  | Total eddy viscosity for radial node 08 and downstream distance 08 of turbine 05 |  | (m^2/s)
| EddVisT5N08D9 |  | Total eddy viscosity for radial node 08 and downstream distance 09 of turbine 05 |  | (m^2/s)
| EddVisT5N09D1 |  | Total eddy viscosity for radial node 09 and downstream distance 01 of turbine 05 |  | (m^2/s)
| EddVisT5N09D2 |  | Total eddy viscosity for radial node 09 and downstream distance 02 of turbine 05 |  | (m^2/s)
| EddVisT5N09D3 |  | Total eddy viscosity for radial node 09 and downstream distance 03 of turbine 05 |  | (m^2/s)
| EddVisT5N09D4 |  | Total eddy viscosity for radial node 09 and downstream distance 04 of turbine 05 |  | (m^2/s)
| EddVisT5N09D5 |  | Total eddy viscosity for radial node 09 and downstream distance 05 of turbine 05 |  | (m^2/s)
| EddVisT5N09D6 |  | Total eddy viscosity for radial node 09 and downstream distance 06 of turbine 05 |  | (m^2/s)
| EddVisT5N09D7 |  | Total eddy viscosity for radial node 09 and downstream distance 07 of turbine 05 |  | (m^2/s)
| EddVisT5N09D8 |  | Total eddy viscosity for radial node 09 and downstream distance 08 of turbine 05 |  | (m^2/s)
| EddVisT5N09D9 |  | Total eddy viscosity for radial node 09 and downstream distance 09 of turbine 05 |  | (m^2/s)
| EddVisT5N10D1 |  | Total eddy viscosity for radial node 10 and downstream distance 01 of turbine 05 |  | (m^2/s)
| EddVisT5N10D2 |  | Total eddy viscosity for radial node 10 and downstream distance 02 of turbine 05 |  | (m^2/s)
| EddVisT5N10D3 |  | Total eddy viscosity for radial node 10 and downstream distance 03 of turbine 05 |  | (m^2/s)
| EddVisT5N10D4 |  | Total eddy viscosity for radial node 10 and downstream distance 04 of turbine 05 |  | (m^2/s)
| EddVisT5N10D5 |  | Total eddy viscosity for radial node 10 and downstream distance 05 of turbine 05 |  | (m^2/s)
| EddVisT5N10D6 |  | Total eddy viscosity for radial node 10 and downstream distance 06 of turbine 05 |  | (m^2/s)
| EddVisT5N10D7 |  | Total eddy viscosity for radial node 10 and downstream distance 07 of turbine 05 |  | (m^2/s)
| EddVisT5N10D8 |  | Total eddy viscosity for radial node 10 and downstream distance 08 of turbine 05 |  | (m^2/s)
| EddVisT5N10D9 |  | Total eddy viscosity for radial node 10 and downstream distance 09 of turbine 05 |  | (m^2/s)
| EddVisT5N11D1 |  | Total eddy viscosity for radial node 11 and downstream distance 01 of turbine 05 |  | (m^2/s)
| EddVisT5N11D2 |  | Total eddy viscosity for radial node 11 and downstream distance 02 of turbine 05 |  | (m^2/s)
| EddVisT5N11D3 |  | Total eddy viscosity for radial node 11 and downstream distance 03 of turbine 05 |  | (m^2/s)
| EddVisT5N11D4 |  | Total eddy viscosity for radial node 11 and downstream distance 04 of turbine 05 |  | (m^2/s)
| EddVisT5N11D5 |  | Total eddy viscosity for radial node 11 and downstream distance 05 of turbine 05 |  | (m^2/s)
| EddVisT5N11D6 |  | Total eddy viscosity for radial node 11 and downstream distance 06 of turbine 05 |  | (m^2/s)
| EddVisT5N11D7 |  | Total eddy viscosity for radial node 11 and downstream distance 07 of turbine 05 |  | (m^2/s)
| EddVisT5N11D8 |  | Total eddy viscosity for radial node 11 and downstream distance 08 of turbine 05 |  | (m^2/s)
| EddVisT5N11D9 |  | Total eddy viscosity for radial node 11 and downstream distance 09 of turbine 05 |  | (m^2/s)
| EddVisT5N12D1 |  | Total eddy viscosity for radial node 12 and downstream distance 01 of turbine 05 |  | (m^2/s)
| EddVisT5N12D2 |  | Total eddy viscosity for radial node 12 and downstream distance 02 of turbine 05 |  | (m^2/s)
| EddVisT5N12D3 |  | Total eddy viscosity for radial node 12 and downstream distance 03 of turbine 05 |  | (m^2/s)
| EddVisT5N12D4 |  | Total eddy viscosity for radial node 12 and downstream distance 04 of turbine 05 |  | (m^2/s)
| EddVisT5N12D5 |  | Total eddy viscosity for radial node 12 and downstream distance 05 of turbine 05 |  | (m^2/s)
| EddVisT5N12D6 |  | Total eddy viscosity for radial node 12 and downstream distance 06 of turbine 05 |  | (m^2/s)
| EddVisT5N12D7 |  | Total eddy viscosity for radial node 12 and downstream distance 07 of turbine 05 |  | (m^2/s)
| EddVisT5N12D8 |  | Total eddy viscosity for radial node 12 and downstream distance 08 of turbine 05 |  | (m^2/s)
| EddVisT5N12D9 |  | Total eddy viscosity for radial node 12 and downstream distance 09 of turbine 05 |  | (m^2/s)
| EddVisT5N13D1 |  | Total eddy viscosity for radial node 13 and downstream distance 01 of turbine 05 |  | (m^2/s)
| EddVisT5N13D2 |  | Total eddy viscosity for radial node 13 and downstream distance 02 of turbine 05 |  | (m^2/s)
| EddVisT5N13D3 |  | Total eddy viscosity for radial node 13 and downstream distance 03 of turbine 05 |  | (m^2/s)
| EddVisT5N13D4 |  | Total eddy viscosity for radial node 13 and downstream distance 04 of turbine 05 |  | (m^2/s)
| EddVisT5N13D5 |  | Total eddy viscosity for radial node 13 and downstream distance 05 of turbine 05 |  | (m^2/s)
| EddVisT5N13D6 |  | Total eddy viscosity for radial node 13 and downstream distance 06 of turbine 05 |  | (m^2/s)
| EddVisT5N13D7 |  | Total eddy viscosity for radial node 13 and downstream distance 07 of turbine 05 |  | (m^2/s)
| EddVisT5N13D8 |  | Total eddy viscosity for radial node 13 and downstream distance 08 of turbine 05 |  | (m^2/s)
| EddVisT5N13D9 |  | Total eddy viscosity for radial node 13 and downstream distance 09 of turbine 05 |  | (m^2/s)
| EddVisT5N14D1 |  | Total eddy viscosity for radial node 14 and downstream distance 01 of turbine 05 |  | (m^2/s)
| EddVisT5N14D2 |  | Total eddy viscosity for radial node 14 and downstream distance 02 of turbine 05 |  | (m^2/s)
| EddVisT5N14D3 |  | Total eddy viscosity for radial node 14 and downstream distance 03 of turbine 05 |  | (m^2/s)
| EddVisT5N14D4 |  | Total eddy viscosity for radial node 14 and downstream distance 04 of turbine 05 |  | (m^2/s)
| EddVisT5N14D5 |  | Total eddy viscosity for radial node 14 and downstream distance 05 of turbine 05 |  | (m^2/s)
| EddVisT5N14D6 |  | Total eddy viscosity for radial node 14 and downstream distance 06 of turbine 05 |  | (m^2/s)
| EddVisT5N14D7 |  | Total eddy viscosity for radial node 14 and downstream distance 07 of turbine 05 |  | (m^2/s)
| EddVisT5N14D8 |  | Total eddy viscosity for radial node 14 and downstream distance 08 of turbine 05 |  | (m^2/s)
| EddVisT5N14D9 |  | Total eddy viscosity for radial node 14 and downstream distance 09 of turbine 05 |  | (m^2/s)
| EddVisT5N15D1 |  | Total eddy viscosity for radial node 15 and downstream distance 01 of turbine 05 |  | (m^2/s)
| EddVisT5N15D2 |  | Total eddy viscosity for radial node 15 and downstream distance 02 of turbine 05 |  | (m^2/s)
| EddVisT5N15D3 |  | Total eddy viscosity for radial node 15 and downstream distance 03 of turbine 05 |  | (m^2/s)
| EddVisT5N15D4 |  | Total eddy viscosity for radial node 15 and downstream distance 04 of turbine 05 |  | (m^2/s)
| EddVisT5N15D5 |  | Total eddy viscosity for radial node 15 and downstream distance 05 of turbine 05 |  | (m^2/s)
| EddVisT5N15D6 |  | Total eddy viscosity for radial node 15 and downstream distance 06 of turbine 05 |  | (m^2/s)
| EddVisT5N15D7 |  | Total eddy viscosity for radial node 15 and downstream distance 07 of turbine 05 |  | (m^2/s)
| EddVisT5N15D8 |  | Total eddy viscosity for radial node 15 and downstream distance 08 of turbine 05 |  | (m^2/s)
| EddVisT5N15D9 |  | Total eddy viscosity for radial node 15 and downstream distance 09 of turbine 05 |  | (m^2/s)
| EddVisT5N16D1 |  | Total eddy viscosity for radial node 16 and downstream distance 01 of turbine 05 |  | (m^2/s)
| EddVisT5N16D2 |  | Total eddy viscosity for radial node 16 and downstream distance 02 of turbine 05 |  | (m^2/s)
| EddVisT5N16D3 |  | Total eddy viscosity for radial node 16 and downstream distance 03 of turbine 05 |  | (m^2/s)
| EddVisT5N16D4 |  | Total eddy viscosity for radial node 16 and downstream distance 04 of turbine 05 |  | (m^2/s)
| EddVisT5N16D5 |  | Total eddy viscosity for radial node 16 and downstream distance 05 of turbine 05 |  | (m^2/s)
| EddVisT5N16D6 |  | Total eddy viscosity for radial node 16 and downstream distance 06 of turbine 05 |  | (m^2/s)
| EddVisT5N16D7 |  | Total eddy viscosity for radial node 16 and downstream distance 07 of turbine 05 |  | (m^2/s)
| EddVisT5N16D8 |  | Total eddy viscosity for radial node 16 and downstream distance 08 of turbine 05 |  | (m^2/s)
| EddVisT5N16D9 |  | Total eddy viscosity for radial node 16 and downstream distance 09 of turbine 05 |  | (m^2/s)
| EddVisT5N17D1 |  | Total eddy viscosity for radial node 17 and downstream distance 01 of turbine 05 |  | (m^2/s)
| EddVisT5N17D2 |  | Total eddy viscosity for radial node 17 and downstream distance 02 of turbine 05 |  | (m^2/s)
| EddVisT5N17D3 |  | Total eddy viscosity for radial node 17 and downstream distance 03 of turbine 05 |  | (m^2/s)
| EddVisT5N17D4 |  | Total eddy viscosity for radial node 17 and downstream distance 04 of turbine 05 |  | (m^2/s)
| EddVisT5N17D5 |  | Total eddy viscosity for radial node 17 and downstream distance 05 of turbine 05 |  | (m^2/s)
| EddVisT5N17D6 |  | Total eddy viscosity for radial node 17 and downstream distance 06 of turbine 05 |  | (m^2/s)
| EddVisT5N17D7 |  | Total eddy viscosity for radial node 17 and downstream distance 07 of turbine 05 |  | (m^2/s)
| EddVisT5N17D8 |  | Total eddy viscosity for radial node 17 and downstream distance 08 of turbine 05 |  | (m^2/s)
| EddVisT5N17D9 |  | Total eddy viscosity for radial node 17 and downstream distance 09 of turbine 05 |  | (m^2/s)
| EddVisT5N18D1 |  | Total eddy viscosity for radial node 18 and downstream distance 01 of turbine 05 |  | (m^2/s)
| EddVisT5N18D2 |  | Total eddy viscosity for radial node 18 and downstream distance 02 of turbine 05 |  | (m^2/s)
| EddVisT5N18D3 |  | Total eddy viscosity for radial node 18 and downstream distance 03 of turbine 05 |  | (m^2/s)
| EddVisT5N18D4 |  | Total eddy viscosity for radial node 18 and downstream distance 04 of turbine 05 |  | (m^2/s)
| EddVisT5N18D5 |  | Total eddy viscosity for radial node 18 and downstream distance 05 of turbine 05 |  | (m^2/s)
| EddVisT5N18D6 |  | Total eddy viscosity for radial node 18 and downstream distance 06 of turbine 05 |  | (m^2/s)
| EddVisT5N18D7 |  | Total eddy viscosity for radial node 18 and downstream distance 07 of turbine 05 |  | (m^2/s)
| EddVisT5N18D8 |  | Total eddy viscosity for radial node 18 and downstream distance 08 of turbine 05 |  | (m^2/s)
| EddVisT5N18D9 |  | Total eddy viscosity for radial node 18 and downstream distance 09 of turbine 05 |  | (m^2/s)
| EddVisT5N19D1 |  | Total eddy viscosity for radial node 19 and downstream distance 01 of turbine 05 |  | (m^2/s)
| EddVisT5N19D2 |  | Total eddy viscosity for radial node 19 and downstream distance 02 of turbine 05 |  | (m^2/s)
| EddVisT5N19D3 |  | Total eddy viscosity for radial node 19 and downstream distance 03 of turbine 05 |  | (m^2/s)
| EddVisT5N19D4 |  | Total eddy viscosity for radial node 19 and downstream distance 04 of turbine 05 |  | (m^2/s)
| EddVisT5N19D5 |  | Total eddy viscosity for radial node 19 and downstream distance 05 of turbine 05 |  | (m^2/s)
| EddVisT5N19D6 |  | Total eddy viscosity for radial node 19 and downstream distance 06 of turbine 05 |  | (m^2/s)
| EddVisT5N19D7 |  | Total eddy viscosity for radial node 19 and downstream distance 07 of turbine 05 |  | (m^2/s)
| EddVisT5N19D8 |  | Total eddy viscosity for radial node 19 and downstream distance 08 of turbine 05 |  | (m^2/s)
| EddVisT5N19D9 |  | Total eddy viscosity for radial node 19 and downstream distance 09 of turbine 05 |  | (m^2/s)
| EddVisT5N20D1 |  | Total eddy viscosity for radial node 20 and downstream distance 01 of turbine 05 |  | (m^2/s)
| EddVisT5N20D2 |  | Total eddy viscosity for radial node 20 and downstream distance 02 of turbine 05 |  | (m^2/s)
| EddVisT5N20D3 |  | Total eddy viscosity for radial node 20 and downstream distance 03 of turbine 05 |  | (m^2/s)
| EddVisT5N20D4 |  | Total eddy viscosity for radial node 20 and downstream distance 04 of turbine 05 |  | (m^2/s)
| EddVisT5N20D5 |  | Total eddy viscosity for radial node 20 and downstream distance 05 of turbine 05 |  | (m^2/s)
| EddVisT5N20D6 |  | Total eddy viscosity for radial node 20 and downstream distance 06 of turbine 05 |  | (m^2/s)
| EddVisT5N20D7 |  | Total eddy viscosity for radial node 20 and downstream distance 07 of turbine 05 |  | (m^2/s)
| EddVisT5N20D8 |  | Total eddy viscosity for radial node 20 and downstream distance 08 of turbine 05 |  | (m^2/s)
| EddVisT5N20D9 |  | Total eddy viscosity for radial node 20 and downstream distance 09 of turbine 05 |  | (m^2/s)
| EddVisT6N01D1 |  | Total eddy viscosity for radial node 01 and downstream distance 01 of turbine 06 |  | (m^2/s)
| EddVisT6N01D2 |  | Total eddy viscosity for radial node 01 and downstream distance 02 of turbine 06 |  | (m^2/s)
| EddVisT6N01D3 |  | Total eddy viscosity for radial node 01 and downstream distance 03 of turbine 06 |  | (m^2/s)
| EddVisT6N01D4 |  | Total eddy viscosity for radial node 01 and downstream distance 04 of turbine 06 |  | (m^2/s)
| EddVisT6N01D5 |  | Total eddy viscosity for radial node 01 and downstream distance 05 of turbine 06 |  | (m^2/s)
| EddVisT6N01D6 |  | Total eddy viscosity for radial node 01 and downstream distance 06 of turbine 06 |  | (m^2/s)
| EddVisT6N01D7 |  | Total eddy viscosity for radial node 01 and downstream distance 07 of turbine 06 |  | (m^2/s)
| EddVisT6N01D8 |  | Total eddy viscosity for radial node 01 and downstream distance 08 of turbine 06 |  | (m^2/s)
| EddVisT6N01D9 |  | Total eddy viscosity for radial node 01 and downstream distance 09 of turbine 06 |  | (m^2/s)
| EddVisT6N02D1 |  | Total eddy viscosity for radial node 02 and downstream distance 01 of turbine 06 |  | (m^2/s)
| EddVisT6N02D2 |  | Total eddy viscosity for radial node 02 and downstream distance 02 of turbine 06 |  | (m^2/s)
| EddVisT6N02D3 |  | Total eddy viscosity for radial node 02 and downstream distance 03 of turbine 06 |  | (m^2/s)
| EddVisT6N02D4 |  | Total eddy viscosity for radial node 02 and downstream distance 04 of turbine 06 |  | (m^2/s)
| EddVisT6N02D5 |  | Total eddy viscosity for radial node 02 and downstream distance 05 of turbine 06 |  | (m^2/s)
| EddVisT6N02D6 |  | Total eddy viscosity for radial node 02 and downstream distance 06 of turbine 06 |  | (m^2/s)
| EddVisT6N02D7 |  | Total eddy viscosity for radial node 02 and downstream distance 07 of turbine 06 |  | (m^2/s)
| EddVisT6N02D8 |  | Total eddy viscosity for radial node 02 and downstream distance 08 of turbine 06 |  | (m^2/s)
| EddVisT6N02D9 |  | Total eddy viscosity for radial node 02 and downstream distance 09 of turbine 06 |  | (m^2/s)
| EddVisT6N03D1 |  | Total eddy viscosity for radial node 03 and downstream distance 01 of turbine 06 |  | (m^2/s)
| EddVisT6N03D2 |  | Total eddy viscosity for radial node 03 and downstream distance 02 of turbine 06 |  | (m^2/s)
| EddVisT6N03D3 |  | Total eddy viscosity for radial node 03 and downstream distance 03 of turbine 06 |  | (m^2/s)
| EddVisT6N03D4 |  | Total eddy viscosity for radial node 03 and downstream distance 04 of turbine 06 |  | (m^2/s)
| EddVisT6N03D5 |  | Total eddy viscosity for radial node 03 and downstream distance 05 of turbine 06 |  | (m^2/s)
| EddVisT6N03D6 |  | Total eddy viscosity for radial node 03 and downstream distance 06 of turbine 06 |  | (m^2/s)
| EddVisT6N03D7 |  | Total eddy viscosity for radial node 03 and downstream distance 07 of turbine 06 |  | (m^2/s)
| EddVisT6N03D8 |  | Total eddy viscosity for radial node 03 and downstream distance 08 of turbine 06 |  | (m^2/s)
| EddVisT6N03D9 |  | Total eddy viscosity for radial node 03 and downstream distance 09 of turbine 06 |  | (m^2/s)
| EddVisT6N04D1 |  | Total eddy viscosity for radial node 04 and downstream distance 01 of turbine 06 |  | (m^2/s)
| EddVisT6N04D2 |  | Total eddy viscosity for radial node 04 and downstream distance 02 of turbine 06 |  | (m^2/s)
| EddVisT6N04D3 |  | Total eddy viscosity for radial node 04 and downstream distance 03 of turbine 06 |  | (m^2/s)
| EddVisT6N04D4 |  | Total eddy viscosity for radial node 04 and downstream distance 04 of turbine 06 |  | (m^2/s)
| EddVisT6N04D5 |  | Total eddy viscosity for radial node 04 and downstream distance 05 of turbine 06 |  | (m^2/s)
| EddVisT6N04D6 |  | Total eddy viscosity for radial node 04 and downstream distance 06 of turbine 06 |  | (m^2/s)
| EddVisT6N04D7 |  | Total eddy viscosity for radial node 04 and downstream distance 07 of turbine 06 |  | (m^2/s)
| EddVisT6N04D8 |  | Total eddy viscosity for radial node 04 and downstream distance 08 of turbine 06 |  | (m^2/s)
| EddVisT6N04D9 |  | Total eddy viscosity for radial node 04 and downstream distance 09 of turbine 06 |  | (m^2/s)
| EddVisT6N05D1 |  | Total eddy viscosity for radial node 05 and downstream distance 01 of turbine 06 |  | (m^2/s)
| EddVisT6N05D2 |  | Total eddy viscosity for radial node 05 and downstream distance 02 of turbine 06 |  | (m^2/s)
| EddVisT6N05D3 |  | Total eddy viscosity for radial node 05 and downstream distance 03 of turbine 06 |  | (m^2/s)
| EddVisT6N05D4 |  | Total eddy viscosity for radial node 05 and downstream distance 04 of turbine 06 |  | (m^2/s)
| EddVisT6N05D5 |  | Total eddy viscosity for radial node 05 and downstream distance 05 of turbine 06 |  | (m^2/s)
| EddVisT6N05D6 |  | Total eddy viscosity for radial node 05 and downstream distance 06 of turbine 06 |  | (m^2/s)
| EddVisT6N05D7 |  | Total eddy viscosity for radial node 05 and downstream distance 07 of turbine 06 |  | (m^2/s)
| EddVisT6N05D8 |  | Total eddy viscosity for radial node 05 and downstream distance 08 of turbine 06 |  | (m^2/s)
| EddVisT6N05D9 |  | Total eddy viscosity for radial node 05 and downstream distance 09 of turbine 06 |  | (m^2/s)
| EddVisT6N06D1 |  | Total eddy viscosity for radial node 06 and downstream distance 01 of turbine 06 |  | (m^2/s)
| EddVisT6N06D2 |  | Total eddy viscosity for radial node 06 and downstream distance 02 of turbine 06 |  | (m^2/s)
| EddVisT6N06D3 |  | Total eddy viscosity for radial node 06 and downstream distance 03 of turbine 06 |  | (m^2/s)
| EddVisT6N06D4 |  | Total eddy viscosity for radial node 06 and downstream distance 04 of turbine 06 |  | (m^2/s)
| EddVisT6N06D5 |  | Total eddy viscosity for radial node 06 and downstream distance 05 of turbine 06 |  | (m^2/s)
| EddVisT6N06D6 |  | Total eddy viscosity for radial node 06 and downstream distance 06 of turbine 06 |  | (m^2/s)
| EddVisT6N06D7 |  | Total eddy viscosity for radial node 06 and downstream distance 07 of turbine 06 |  | (m^2/s)
| EddVisT6N06D8 |  | Total eddy viscosity for radial node 06 and downstream distance 08 of turbine 06 |  | (m^2/s)
| EddVisT6N06D9 |  | Total eddy viscosity for radial node 06 and downstream distance 09 of turbine 06 |  | (m^2/s)
| EddVisT6N07D1 |  | Total eddy viscosity for radial node 07 and downstream distance 01 of turbine 06 |  | (m^2/s)
| EddVisT6N07D2 |  | Total eddy viscosity for radial node 07 and downstream distance 02 of turbine 06 |  | (m^2/s)
| EddVisT6N07D3 |  | Total eddy viscosity for radial node 07 and downstream distance 03 of turbine 06 |  | (m^2/s)
| EddVisT6N07D4 |  | Total eddy viscosity for radial node 07 and downstream distance 04 of turbine 06 |  | (m^2/s)
| EddVisT6N07D5 |  | Total eddy viscosity for radial node 07 and downstream distance 05 of turbine 06 |  | (m^2/s)
| EddVisT6N07D6 |  | Total eddy viscosity for radial node 07 and downstream distance 06 of turbine 06 |  | (m^2/s)
| EddVisT6N07D7 |  | Total eddy viscosity for radial node 07 and downstream distance 07 of turbine 06 |  | (m^2/s)
| EddVisT6N07D8 |  | Total eddy viscosity for radial node 07 and downstream distance 08 of turbine 06 |  | (m^2/s)
| EddVisT6N07D9 |  | Total eddy viscosity for radial node 07 and downstream distance 09 of turbine 06 |  | (m^2/s)
| EddVisT6N08D1 |  | Total eddy viscosity for radial node 08 and downstream distance 01 of turbine 06 |  | (m^2/s)
| EddVisT6N08D2 |  | Total eddy viscosity for radial node 08 and downstream distance 02 of turbine 06 |  | (m^2/s)
| EddVisT6N08D3 |  | Total eddy viscosity for radial node 08 and downstream distance 03 of turbine 06 |  | (m^2/s)
| EddVisT6N08D4 |  | Total eddy viscosity for radial node 08 and downstream distance 04 of turbine 06 |  | (m^2/s)
| EddVisT6N08D5 |  | Total eddy viscosity for radial node 08 and downstream distance 05 of turbine 06 |  | (m^2/s)
| EddVisT6N08D6 |  | Total eddy viscosity for radial node 08 and downstream distance 06 of turbine 06 |  | (m^2/s)
| EddVisT6N08D7 |  | Total eddy viscosity for radial node 08 and downstream distance 07 of turbine 06 |  | (m^2/s)
| EddVisT6N08D8 |  | Total eddy viscosity for radial node 08 and downstream distance 08 of turbine 06 |  | (m^2/s)
| EddVisT6N08D9 |  | Total eddy viscosity for radial node 08 and downstream distance 09 of turbine 06 |  | (m^2/s)
| EddVisT6N09D1 |  | Total eddy viscosity for radial node 09 and downstream distance 01 of turbine 06 |  | (m^2/s)
| EddVisT6N09D2 |  | Total eddy viscosity for radial node 09 and downstream distance 02 of turbine 06 |  | (m^2/s)
| EddVisT6N09D3 |  | Total eddy viscosity for radial node 09 and downstream distance 03 of turbine 06 |  | (m^2/s)
| EddVisT6N09D4 |  | Total eddy viscosity for radial node 09 and downstream distance 04 of turbine 06 |  | (m^2/s)
| EddVisT6N09D5 |  | Total eddy viscosity for radial node 09 and downstream distance 05 of turbine 06 |  | (m^2/s)
| EddVisT6N09D6 |  | Total eddy viscosity for radial node 09 and downstream distance 06 of turbine 06 |  | (m^2/s)
| EddVisT6N09D7 |  | Total eddy viscosity for radial node 09 and downstream distance 07 of turbine 06 |  | (m^2/s)
| EddVisT6N09D8 |  | Total eddy viscosity for radial node 09 and downstream distance 08 of turbine 06 |  | (m^2/s)
| EddVisT6N09D9 |  | Total eddy viscosity for radial node 09 and downstream distance 09 of turbine 06 |  | (m^2/s)
| EddVisT6N10D1 |  | Total eddy viscosity for radial node 10 and downstream distance 01 of turbine 06 |  | (m^2/s)
| EddVisT6N10D2 |  | Total eddy viscosity for radial node 10 and downstream distance 02 of turbine 06 |  | (m^2/s)
| EddVisT6N10D3 |  | Total eddy viscosity for radial node 10 and downstream distance 03 of turbine 06 |  | (m^2/s)
| EddVisT6N10D4 |  | Total eddy viscosity for radial node 10 and downstream distance 04 of turbine 06 |  | (m^2/s)
| EddVisT6N10D5 |  | Total eddy viscosity for radial node 10 and downstream distance 05 of turbine 06 |  | (m^2/s)
| EddVisT6N10D6 |  | Total eddy viscosity for radial node 10 and downstream distance 06 of turbine 06 |  | (m^2/s)
| EddVisT6N10D7 |  | Total eddy viscosity for radial node 10 and downstream distance 07 of turbine 06 |  | (m^2/s)
| EddVisT6N10D8 |  | Total eddy viscosity for radial node 10 and downstream distance 08 of turbine 06 |  | (m^2/s)
| EddVisT6N10D9 |  | Total eddy viscosity for radial node 10 and downstream distance 09 of turbine 06 |  | (m^2/s)
| EddVisT6N11D1 |  | Total eddy viscosity for radial node 11 and downstream distance 01 of turbine 06 |  | (m^2/s)
| EddVisT6N11D2 |  | Total eddy viscosity for radial node 11 and downstream distance 02 of turbine 06 |  | (m^2/s)
| EddVisT6N11D3 |  | Total eddy viscosity for radial node 11 and downstream distance 03 of turbine 06 |  | (m^2/s)
| EddVisT6N11D4 |  | Total eddy viscosity for radial node 11 and downstream distance 04 of turbine 06 |  | (m^2/s)
| EddVisT6N11D5 |  | Total eddy viscosity for radial node 11 and downstream distance 05 of turbine 06 |  | (m^2/s)
| EddVisT6N11D6 |  | Total eddy viscosity for radial node 11 and downstream distance 06 of turbine 06 |  | (m^2/s)
| EddVisT6N11D7 |  | Total eddy viscosity for radial node 11 and downstream distance 07 of turbine 06 |  | (m^2/s)
| EddVisT6N11D8 |  | Total eddy viscosity for radial node 11 and downstream distance 08 of turbine 06 |  | (m^2/s)
| EddVisT6N11D9 |  | Total eddy viscosity for radial node 11 and downstream distance 09 of turbine 06 |  | (m^2/s)
| EddVisT6N12D1 |  | Total eddy viscosity for radial node 12 and downstream distance 01 of turbine 06 |  | (m^2/s)
| EddVisT6N12D2 |  | Total eddy viscosity for radial node 12 and downstream distance 02 of turbine 06 |  | (m^2/s)
| EddVisT6N12D3 |  | Total eddy viscosity for radial node 12 and downstream distance 03 of turbine 06 |  | (m^2/s)
| EddVisT6N12D4 |  | Total eddy viscosity for radial node 12 and downstream distance 04 of turbine 06 |  | (m^2/s)
| EddVisT6N12D5 |  | Total eddy viscosity for radial node 12 and downstream distance 05 of turbine 06 |  | (m^2/s)
| EddVisT6N12D6 |  | Total eddy viscosity for radial node 12 and downstream distance 06 of turbine 06 |  | (m^2/s)
| EddVisT6N12D7 |  | Total eddy viscosity for radial node 12 and downstream distance 07 of turbine 06 |  | (m^2/s)
| EddVisT6N12D8 |  | Total eddy viscosity for radial node 12 and downstream distance 08 of turbine 06 |  | (m^2/s)
| EddVisT6N12D9 |  | Total eddy viscosity for radial node 12 and downstream distance 09 of turbine 06 |  | (m^2/s)
| EddVisT6N13D1 |  | Total eddy viscosity for radial node 13 and downstream distance 01 of turbine 06 |  | (m^2/s)
| EddVisT6N13D2 |  | Total eddy viscosity for radial node 13 and downstream distance 02 of turbine 06 |  | (m^2/s)
| EddVisT6N13D3 |  | Total eddy viscosity for radial node 13 and downstream distance 03 of turbine 06 |  | (m^2/s)
| EddVisT6N13D4 |  | Total eddy viscosity for radial node 13 and downstream distance 04 of turbine 06 |  | (m^2/s)
| EddVisT6N13D5 |  | Total eddy viscosity for radial node 13 and downstream distance 05 of turbine 06 |  | (m^2/s)
| EddVisT6N13D6 |  | Total eddy viscosity for radial node 13 and downstream distance 06 of turbine 06 |  | (m^2/s)
| EddVisT6N13D7 |  | Total eddy viscosity for radial node 13 and downstream distance 07 of turbine 06 |  | (m^2/s)
| EddVisT6N13D8 |  | Total eddy viscosity for radial node 13 and downstream distance 08 of turbine 06 |  | (m^2/s)
| EddVisT6N13D9 |  | Total eddy viscosity for radial node 13 and downstream distance 09 of turbine 06 |  | (m^2/s)
| EddVisT6N14D1 |  | Total eddy viscosity for radial node 14 and downstream distance 01 of turbine 06 |  | (m^2/s)
| EddVisT6N14D2 |  | Total eddy viscosity for radial node 14 and downstream distance 02 of turbine 06 |  | (m^2/s)
| EddVisT6N14D3 |  | Total eddy viscosity for radial node 14 and downstream distance 03 of turbine 06 |  | (m^2/s)
| EddVisT6N14D4 |  | Total eddy viscosity for radial node 14 and downstream distance 04 of turbine 06 |  | (m^2/s)
| EddVisT6N14D5 |  | Total eddy viscosity for radial node 14 and downstream distance 05 of turbine 06 |  | (m^2/s)
| EddVisT6N14D6 |  | Total eddy viscosity for radial node 14 and downstream distance 06 of turbine 06 |  | (m^2/s)
| EddVisT6N14D7 |  | Total eddy viscosity for radial node 14 and downstream distance 07 of turbine 06 |  | (m^2/s)
| EddVisT6N14D8 |  | Total eddy viscosity for radial node 14 and downstream distance 08 of turbine 06 |  | (m^2/s)
| EddVisT6N14D9 |  | Total eddy viscosity for radial node 14 and downstream distance 09 of turbine 06 |  | (m^2/s)
| EddVisT6N15D1 |  | Total eddy viscosity for radial node 15 and downstream distance 01 of turbine 06 |  | (m^2/s)
| EddVisT6N15D2 |  | Total eddy viscosity for radial node 15 and downstream distance 02 of turbine 06 |  | (m^2/s)
| EddVisT6N15D3 |  | Total eddy viscosity for radial node 15 and downstream distance 03 of turbine 06 |  | (m^2/s)
| EddVisT6N15D4 |  | Total eddy viscosity for radial node 15 and downstream distance 04 of turbine 06 |  | (m^2/s)
| EddVisT6N15D5 |  | Total eddy viscosity for radial node 15 and downstream distance 05 of turbine 06 |  | (m^2/s)
| EddVisT6N15D6 |  | Total eddy viscosity for radial node 15 and downstream distance 06 of turbine 06 |  | (m^2/s)
| EddVisT6N15D7 |  | Total eddy viscosity for radial node 15 and downstream distance 07 of turbine 06 |  | (m^2/s)
| EddVisT6N15D8 |  | Total eddy viscosity for radial node 15 and downstream distance 08 of turbine 06 |  | (m^2/s)
| EddVisT6N15D9 |  | Total eddy viscosity for radial node 15 and downstream distance 09 of turbine 06 |  | (m^2/s)
| EddVisT6N16D1 |  | Total eddy viscosity for radial node 16 and downstream distance 01 of turbine 06 |  | (m^2/s)
| EddVisT6N16D2 |  | Total eddy viscosity for radial node 16 and downstream distance 02 of turbine 06 |  | (m^2/s)
| EddVisT6N16D3 |  | Total eddy viscosity for radial node 16 and downstream distance 03 of turbine 06 |  | (m^2/s)
| EddVisT6N16D4 |  | Total eddy viscosity for radial node 16 and downstream distance 04 of turbine 06 |  | (m^2/s)
| EddVisT6N16D5 |  | Total eddy viscosity for radial node 16 and downstream distance 05 of turbine 06 |  | (m^2/s)
| EddVisT6N16D6 |  | Total eddy viscosity for radial node 16 and downstream distance 06 of turbine 06 |  | (m^2/s)
| EddVisT6N16D7 |  | Total eddy viscosity for radial node 16 and downstream distance 07 of turbine 06 |  | (m^2/s)
| EddVisT6N16D8 |  | Total eddy viscosity for radial node 16 and downstream distance 08 of turbine 06 |  | (m^2/s)
| EddVisT6N16D9 |  | Total eddy viscosity for radial node 16 and downstream distance 09 of turbine 06 |  | (m^2/s)
| EddVisT6N17D1 |  | Total eddy viscosity for radial node 17 and downstream distance 01 of turbine 06 |  | (m^2/s)
| EddVisT6N17D2 |  | Total eddy viscosity for radial node 17 and downstream distance 02 of turbine 06 |  | (m^2/s)
| EddVisT6N17D3 |  | Total eddy viscosity for radial node 17 and downstream distance 03 of turbine 06 |  | (m^2/s)
| EddVisT6N17D4 |  | Total eddy viscosity for radial node 17 and downstream distance 04 of turbine 06 |  | (m^2/s)
| EddVisT6N17D5 |  | Total eddy viscosity for radial node 17 and downstream distance 05 of turbine 06 |  | (m^2/s)
| EddVisT6N17D6 |  | Total eddy viscosity for radial node 17 and downstream distance 06 of turbine 06 |  | (m^2/s)
| EddVisT6N17D7 |  | Total eddy viscosity for radial node 17 and downstream distance 07 of turbine 06 |  | (m^2/s)
| EddVisT6N17D8 |  | Total eddy viscosity for radial node 17 and downstream distance 08 of turbine 06 |  | (m^2/s)
| EddVisT6N17D9 |  | Total eddy viscosity for radial node 17 and downstream distance 09 of turbine 06 |  | (m^2/s)
| EddVisT6N18D1 |  | Total eddy viscosity for radial node 18 and downstream distance 01 of turbine 06 |  | (m^2/s)
| EddVisT6N18D2 |  | Total eddy viscosity for radial node 18 and downstream distance 02 of turbine 06 |  | (m^2/s)
| EddVisT6N18D3 |  | Total eddy viscosity for radial node 18 and downstream distance 03 of turbine 06 |  | (m^2/s)
| EddVisT6N18D4 |  | Total eddy viscosity for radial node 18 and downstream distance 04 of turbine 06 |  | (m^2/s)
| EddVisT6N18D5 |  | Total eddy viscosity for radial node 18 and downstream distance 05 of turbine 06 |  | (m^2/s)
| EddVisT6N18D6 |  | Total eddy viscosity for radial node 18 and downstream distance 06 of turbine 06 |  | (m^2/s)
| EddVisT6N18D7 |  | Total eddy viscosity for radial node 18 and downstream distance 07 of turbine 06 |  | (m^2/s)
| EddVisT6N18D8 |  | Total eddy viscosity for radial node 18 and downstream distance 08 of turbine 06 |  | (m^2/s)
| EddVisT6N18D9 |  | Total eddy viscosity for radial node 18 and downstream distance 09 of turbine 06 |  | (m^2/s)
| EddVisT6N19D1 |  | Total eddy viscosity for radial node 19 and downstream distance 01 of turbine 06 |  | (m^2/s)
| EddVisT6N19D2 |  | Total eddy viscosity for radial node 19 and downstream distance 02 of turbine 06 |  | (m^2/s)
| EddVisT6N19D3 |  | Total eddy viscosity for radial node 19 and downstream distance 03 of turbine 06 |  | (m^2/s)
| EddVisT6N19D4 |  | Total eddy viscosity for radial node 19 and downstream distance 04 of turbine 06 |  | (m^2/s)
| EddVisT6N19D5 |  | Total eddy viscosity for radial node 19 and downstream distance 05 of turbine 06 |  | (m^2/s)
| EddVisT6N19D6 |  | Total eddy viscosity for radial node 19 and downstream distance 06 of turbine 06 |  | (m^2/s)
| EddVisT6N19D7 |  | Total eddy viscosity for radial node 19 and downstream distance 07 of turbine 06 |  | (m^2/s)
| EddVisT6N19D8 |  | Total eddy viscosity for radial node 19 and downstream distance 08 of turbine 06 |  | (m^2/s)
| EddVisT6N19D9 |  | Total eddy viscosity for radial node 19 and downstream distance 09 of turbine 06 |  | (m^2/s)
| EddVisT6N20D1 |  | Total eddy viscosity for radial node 20 and downstream distance 01 of turbine 06 |  | (m^2/s)
| EddVisT6N20D2 |  | Total eddy viscosity for radial node 20 and downstream distance 02 of turbine 06 |  | (m^2/s)
| EddVisT6N20D3 |  | Total eddy viscosity for radial node 20 and downstream distance 03 of turbine 06 |  | (m^2/s)
| EddVisT6N20D4 |  | Total eddy viscosity for radial node 20 and downstream distance 04 of turbine 06 |  | (m^2/s)
| EddVisT6N20D5 |  | Total eddy viscosity for radial node 20 and downstream distance 05 of turbine 06 |  | (m^2/s)
| EddVisT6N20D6 |  | Total eddy viscosity for radial node 20 and downstream distance 06 of turbine 06 |  | (m^2/s)
| EddVisT6N20D7 |  | Total eddy viscosity for radial node 20 and downstream distance 07 of turbine 06 |  | (m^2/s)
| EddVisT6N20D8 |  | Total eddy viscosity for radial node 20 and downstream distance 08 of turbine 06 |  | (m^2/s)
| EddVisT6N20D9 |  | Total eddy viscosity for radial node 20 and downstream distance 09 of turbine 06 |  | (m^2/s)
| EddVisT7N01D1 |  | Total eddy viscosity for radial node 01 and downstream distance 01 of turbine 07 |  | (m^2/s)
| EddVisT7N01D2 |  | Total eddy viscosity for radial node 01 and downstream distance 02 of turbine 07 |  | (m^2/s)
| EddVisT7N01D3 |  | Total eddy viscosity for radial node 01 and downstream distance 03 of turbine 07 |  | (m^2/s)
| EddVisT7N01D4 |  | Total eddy viscosity for radial node 01 and downstream distance 04 of turbine 07 |  | (m^2/s)
| EddVisT7N01D5 |  | Total eddy viscosity for radial node 01 and downstream distance 05 of turbine 07 |  | (m^2/s)
| EddVisT7N01D6 |  | Total eddy viscosity for radial node 01 and downstream distance 06 of turbine 07 |  | (m^2/s)
| EddVisT7N01D7 |  | Total eddy viscosity for radial node 01 and downstream distance 07 of turbine 07 |  | (m^2/s)
| EddVisT7N01D8 |  | Total eddy viscosity for radial node 01 and downstream distance 08 of turbine 07 |  | (m^2/s)
| EddVisT7N01D9 |  | Total eddy viscosity for radial node 01 and downstream distance 09 of turbine 07 |  | (m^2/s)
| EddVisT7N02D1 |  | Total eddy viscosity for radial node 02 and downstream distance 01 of turbine 07 |  | (m^2/s)
| EddVisT7N02D2 |  | Total eddy viscosity for radial node 02 and downstream distance 02 of turbine 07 |  | (m^2/s)
| EddVisT7N02D3 |  | Total eddy viscosity for radial node 02 and downstream distance 03 of turbine 07 |  | (m^2/s)
| EddVisT7N02D4 |  | Total eddy viscosity for radial node 02 and downstream distance 04 of turbine 07 |  | (m^2/s)
| EddVisT7N02D5 |  | Total eddy viscosity for radial node 02 and downstream distance 05 of turbine 07 |  | (m^2/s)
| EddVisT7N02D6 |  | Total eddy viscosity for radial node 02 and downstream distance 06 of turbine 07 |  | (m^2/s)
| EddVisT7N02D7 |  | Total eddy viscosity for radial node 02 and downstream distance 07 of turbine 07 |  | (m^2/s)
| EddVisT7N02D8 |  | Total eddy viscosity for radial node 02 and downstream distance 08 of turbine 07 |  | (m^2/s)
| EddVisT7N02D9 |  | Total eddy viscosity for radial node 02 and downstream distance 09 of turbine 07 |  | (m^2/s)
| EddVisT7N03D1 |  | Total eddy viscosity for radial node 03 and downstream distance 01 of turbine 07 |  | (m^2/s)
| EddVisT7N03D2 |  | Total eddy viscosity for radial node 03 and downstream distance 02 of turbine 07 |  | (m^2/s)
| EddVisT7N03D3 |  | Total eddy viscosity for radial node 03 and downstream distance 03 of turbine 07 |  | (m^2/s)
| EddVisT7N03D4 |  | Total eddy viscosity for radial node 03 and downstream distance 04 of turbine 07 |  | (m^2/s)
| EddVisT7N03D5 |  | Total eddy viscosity for radial node 03 and downstream distance 05 of turbine 07 |  | (m^2/s)
| EddVisT7N03D6 |  | Total eddy viscosity for radial node 03 and downstream distance 06 of turbine 07 |  | (m^2/s)
| EddVisT7N03D7 |  | Total eddy viscosity for radial node 03 and downstream distance 07 of turbine 07 |  | (m^2/s)
| EddVisT7N03D8 |  | Total eddy viscosity for radial node 03 and downstream distance 08 of turbine 07 |  | (m^2/s)
| EddVisT7N03D9 |  | Total eddy viscosity for radial node 03 and downstream distance 09 of turbine 07 |  | (m^2/s)
| EddVisT7N04D1 |  | Total eddy viscosity for radial node 04 and downstream distance 01 of turbine 07 |  | (m^2/s)
| EddVisT7N04D2 |  | Total eddy viscosity for radial node 04 and downstream distance 02 of turbine 07 |  | (m^2/s)
| EddVisT7N04D3 |  | Total eddy viscosity for radial node 04 and downstream distance 03 of turbine 07 |  | (m^2/s)
| EddVisT7N04D4 |  | Total eddy viscosity for radial node 04 and downstream distance 04 of turbine 07 |  | (m^2/s)
| EddVisT7N04D5 |  | Total eddy viscosity for radial node 04 and downstream distance 05 of turbine 07 |  | (m^2/s)
| EddVisT7N04D6 |  | Total eddy viscosity for radial node 04 and downstream distance 06 of turbine 07 |  | (m^2/s)
| EddVisT7N04D7 |  | Total eddy viscosity for radial node 04 and downstream distance 07 of turbine 07 |  | (m^2/s)
| EddVisT7N04D8 |  | Total eddy viscosity for radial node 04 and downstream distance 08 of turbine 07 |  | (m^2/s)
| EddVisT7N04D9 |  | Total eddy viscosity for radial node 04 and downstream distance 09 of turbine 07 |  | (m^2/s)
| EddVisT7N05D1 |  | Total eddy viscosity for radial node 05 and downstream distance 01 of turbine 07 |  | (m^2/s)
| EddVisT7N05D2 |  | Total eddy viscosity for radial node 05 and downstream distance 02 of turbine 07 |  | (m^2/s)
| EddVisT7N05D3 |  | Total eddy viscosity for radial node 05 and downstream distance 03 of turbine 07 |  | (m^2/s)
| EddVisT7N05D4 |  | Total eddy viscosity for radial node 05 and downstream distance 04 of turbine 07 |  | (m^2/s)
| EddVisT7N05D5 |  | Total eddy viscosity for radial node 05 and downstream distance 05 of turbine 07 |  | (m^2/s)
| EddVisT7N05D6 |  | Total eddy viscosity for radial node 05 and downstream distance 06 of turbine 07 |  | (m^2/s)
| EddVisT7N05D7 |  | Total eddy viscosity for radial node 05 and downstream distance 07 of turbine 07 |  | (m^2/s)
| EddVisT7N05D8 |  | Total eddy viscosity for radial node 05 and downstream distance 08 of turbine 07 |  | (m^2/s)
| EddVisT7N05D9 |  | Total eddy viscosity for radial node 05 and downstream distance 09 of turbine 07 |  | (m^2/s)
| EddVisT7N06D1 |  | Total eddy viscosity for radial node 06 and downstream distance 01 of turbine 07 |  | (m^2/s)
| EddVisT7N06D2 |  | Total eddy viscosity for radial node 06 and downstream distance 02 of turbine 07 |  | (m^2/s)
| EddVisT7N06D3 |  | Total eddy viscosity for radial node 06 and downstream distance 03 of turbine 07 |  | (m^2/s)
| EddVisT7N06D4 |  | Total eddy viscosity for radial node 06 and downstream distance 04 of turbine 07 |  | (m^2/s)
| EddVisT7N06D5 |  | Total eddy viscosity for radial node 06 and downstream distance 05 of turbine 07 |  | (m^2/s)
| EddVisT7N06D6 |  | Total eddy viscosity for radial node 06 and downstream distance 06 of turbine 07 |  | (m^2/s)
| EddVisT7N06D7 |  | Total eddy viscosity for radial node 06 and downstream distance 07 of turbine 07 |  | (m^2/s)
| EddVisT7N06D8 |  | Total eddy viscosity for radial node 06 and downstream distance 08 of turbine 07 |  | (m^2/s)
| EddVisT7N06D9 |  | Total eddy viscosity for radial node 06 and downstream distance 09 of turbine 07 |  | (m^2/s)
| EddVisT7N07D1 |  | Total eddy viscosity for radial node 07 and downstream distance 01 of turbine 07 |  | (m^2/s)
| EddVisT7N07D2 |  | Total eddy viscosity for radial node 07 and downstream distance 02 of turbine 07 |  | (m^2/s)
| EddVisT7N07D3 |  | Total eddy viscosity for radial node 07 and downstream distance 03 of turbine 07 |  | (m^2/s)
| EddVisT7N07D4 |  | Total eddy viscosity for radial node 07 and downstream distance 04 of turbine 07 |  | (m^2/s)
| EddVisT7N07D5 |  | Total eddy viscosity for radial node 07 and downstream distance 05 of turbine 07 |  | (m^2/s)
| EddVisT7N07D6 |  | Total eddy viscosity for radial node 07 and downstream distance 06 of turbine 07 |  | (m^2/s)
| EddVisT7N07D7 |  | Total eddy viscosity for radial node 07 and downstream distance 07 of turbine 07 |  | (m^2/s)
| EddVisT7N07D8 |  | Total eddy viscosity for radial node 07 and downstream distance 08 of turbine 07 |  | (m^2/s)
| EddVisT7N07D9 |  | Total eddy viscosity for radial node 07 and downstream distance 09 of turbine 07 |  | (m^2/s)
| EddVisT7N08D1 |  | Total eddy viscosity for radial node 08 and downstream distance 01 of turbine 07 |  | (m^2/s)
| EddVisT7N08D2 |  | Total eddy viscosity for radial node 08 and downstream distance 02 of turbine 07 |  | (m^2/s)
| EddVisT7N08D3 |  | Total eddy viscosity for radial node 08 and downstream distance 03 of turbine 07 |  | (m^2/s)
| EddVisT7N08D4 |  | Total eddy viscosity for radial node 08 and downstream distance 04 of turbine 07 |  | (m^2/s)
| EddVisT7N08D5 |  | Total eddy viscosity for radial node 08 and downstream distance 05 of turbine 07 |  | (m^2/s)
| EddVisT7N08D6 |  | Total eddy viscosity for radial node 08 and downstream distance 06 of turbine 07 |  | (m^2/s)
| EddVisT7N08D7 |  | Total eddy viscosity for radial node 08 and downstream distance 07 of turbine 07 |  | (m^2/s)
| EddVisT7N08D8 |  | Total eddy viscosity for radial node 08 and downstream distance 08 of turbine 07 |  | (m^2/s)
| EddVisT7N08D9 |  | Total eddy viscosity for radial node 08 and downstream distance 09 of turbine 07 |  | (m^2/s)
| EddVisT7N09D1 |  | Total eddy viscosity for radial node 09 and downstream distance 01 of turbine 07 |  | (m^2/s)
| EddVisT7N09D2 |  | Total eddy viscosity for radial node 09 and downstream distance 02 of turbine 07 |  | (m^2/s)
| EddVisT7N09D3 |  | Total eddy viscosity for radial node 09 and downstream distance 03 of turbine 07 |  | (m^2/s)
| EddVisT7N09D4 |  | Total eddy viscosity for radial node 09 and downstream distance 04 of turbine 07 |  | (m^2/s)
| EddVisT7N09D5 |  | Total eddy viscosity for radial node 09 and downstream distance 05 of turbine 07 |  | (m^2/s)
| EddVisT7N09D6 |  | Total eddy viscosity for radial node 09 and downstream distance 06 of turbine 07 |  | (m^2/s)
| EddVisT7N09D7 |  | Total eddy viscosity for radial node 09 and downstream distance 07 of turbine 07 |  | (m^2/s)
| EddVisT7N09D8 |  | Total eddy viscosity for radial node 09 and downstream distance 08 of turbine 07 |  | (m^2/s)
| EddVisT7N09D9 |  | Total eddy viscosity for radial node 09 and downstream distance 09 of turbine 07 |  | (m^2/s)
| EddVisT7N10D1 |  | Total eddy viscosity for radial node 10 and downstream distance 01 of turbine 07 |  | (m^2/s)
| EddVisT7N10D2 |  | Total eddy viscosity for radial node 10 and downstream distance 02 of turbine 07 |  | (m^2/s)
| EddVisT7N10D3 |  | Total eddy viscosity for radial node 10 and downstream distance 03 of turbine 07 |  | (m^2/s)
| EddVisT7N10D4 |  | Total eddy viscosity for radial node 10 and downstream distance 04 of turbine 07 |  | (m^2/s)
| EddVisT7N10D5 |  | Total eddy viscosity for radial node 10 and downstream distance 05 of turbine 07 |  | (m^2/s)
| EddVisT7N10D6 |  | Total eddy viscosity for radial node 10 and downstream distance 06 of turbine 07 |  | (m^2/s)
| EddVisT7N10D7 |  | Total eddy viscosity for radial node 10 and downstream distance 07 of turbine 07 |  | (m^2/s)
| EddVisT7N10D8 |  | Total eddy viscosity for radial node 10 and downstream distance 08 of turbine 07 |  | (m^2/s)
| EddVisT7N10D9 |  | Total eddy viscosity for radial node 10 and downstream distance 09 of turbine 07 |  | (m^2/s)
| EddVisT7N11D1 |  | Total eddy viscosity for radial node 11 and downstream distance 01 of turbine 07 |  | (m^2/s)
| EddVisT7N11D2 |  | Total eddy viscosity for radial node 11 and downstream distance 02 of turbine 07 |  | (m^2/s)
| EddVisT7N11D3 |  | Total eddy viscosity for radial node 11 and downstream distance 03 of turbine 07 |  | (m^2/s)
| EddVisT7N11D4 |  | Total eddy viscosity for radial node 11 and downstream distance 04 of turbine 07 |  | (m^2/s)
| EddVisT7N11D5 |  | Total eddy viscosity for radial node 11 and downstream distance 05 of turbine 07 |  | (m^2/s)
| EddVisT7N11D6 |  | Total eddy viscosity for radial node 11 and downstream distance 06 of turbine 07 |  | (m^2/s)
| EddVisT7N11D7 |  | Total eddy viscosity for radial node 11 and downstream distance 07 of turbine 07 |  | (m^2/s)
| EddVisT7N11D8 |  | Total eddy viscosity for radial node 11 and downstream distance 08 of turbine 07 |  | (m^2/s)
| EddVisT7N11D9 |  | Total eddy viscosity for radial node 11 and downstream distance 09 of turbine 07 |  | (m^2/s)
| EddVisT7N12D1 |  | Total eddy viscosity for radial node 12 and downstream distance 01 of turbine 07 |  | (m^2/s)
| EddVisT7N12D2 |  | Total eddy viscosity for radial node 12 and downstream distance 02 of turbine 07 |  | (m^2/s)
| EddVisT7N12D3 |  | Total eddy viscosity for radial node 12 and downstream distance 03 of turbine 07 |  | (m^2/s)
| EddVisT7N12D4 |  | Total eddy viscosity for radial node 12 and downstream distance 04 of turbine 07 |  | (m^2/s)
| EddVisT7N12D5 |  | Total eddy viscosity for radial node 12 and downstream distance 05 of turbine 07 |  | (m^2/s)
| EddVisT7N12D6 |  | Total eddy viscosity for radial node 12 and downstream distance 06 of turbine 07 |  | (m^2/s)
| EddVisT7N12D7 |  | Total eddy viscosity for radial node 12 and downstream distance 07 of turbine 07 |  | (m^2/s)
| EddVisT7N12D8 |  | Total eddy viscosity for radial node 12 and downstream distance 08 of turbine 07 |  | (m^2/s)
| EddVisT7N12D9 |  | Total eddy viscosity for radial node 12 and downstream distance 09 of turbine 07 |  | (m^2/s)
| EddVisT7N13D1 |  | Total eddy viscosity for radial node 13 and downstream distance 01 of turbine 07 |  | (m^2/s)
| EddVisT7N13D2 |  | Total eddy viscosity for radial node 13 and downstream distance 02 of turbine 07 |  | (m^2/s)
| EddVisT7N13D3 |  | Total eddy viscosity for radial node 13 and downstream distance 03 of turbine 07 |  | (m^2/s)
| EddVisT7N13D4 |  | Total eddy viscosity for radial node 13 and downstream distance 04 of turbine 07 |  | (m^2/s)
| EddVisT7N13D5 |  | Total eddy viscosity for radial node 13 and downstream distance 05 of turbine 07 |  | (m^2/s)
| EddVisT7N13D6 |  | Total eddy viscosity for radial node 13 and downstream distance 06 of turbine 07 |  | (m^2/s)
| EddVisT7N13D7 |  | Total eddy viscosity for radial node 13 and downstream distance 07 of turbine 07 |  | (m^2/s)
| EddVisT7N13D8 |  | Total eddy viscosity for radial node 13 and downstream distance 08 of turbine 07 |  | (m^2/s)
| EddVisT7N13D9 |  | Total eddy viscosity for radial node 13 and downstream distance 09 of turbine 07 |  | (m^2/s)
| EddVisT7N14D1 |  | Total eddy viscosity for radial node 14 and downstream distance 01 of turbine 07 |  | (m^2/s)
| EddVisT7N14D2 |  | Total eddy viscosity for radial node 14 and downstream distance 02 of turbine 07 |  | (m^2/s)
| EddVisT7N14D3 |  | Total eddy viscosity for radial node 14 and downstream distance 03 of turbine 07 |  | (m^2/s)
| EddVisT7N14D4 |  | Total eddy viscosity for radial node 14 and downstream distance 04 of turbine 07 |  | (m^2/s)
| EddVisT7N14D5 |  | Total eddy viscosity for radial node 14 and downstream distance 05 of turbine 07 |  | (m^2/s)
| EddVisT7N14D6 |  | Total eddy viscosity for radial node 14 and downstream distance 06 of turbine 07 |  | (m^2/s)
| EddVisT7N14D7 |  | Total eddy viscosity for radial node 14 and downstream distance 07 of turbine 07 |  | (m^2/s)
| EddVisT7N14D8 |  | Total eddy viscosity for radial node 14 and downstream distance 08 of turbine 07 |  | (m^2/s)
| EddVisT7N14D9 |  | Total eddy viscosity for radial node 14 and downstream distance 09 of turbine 07 |  | (m^2/s)
| EddVisT7N15D1 |  | Total eddy viscosity for radial node 15 and downstream distance 01 of turbine 07 |  | (m^2/s)
| EddVisT7N15D2 |  | Total eddy viscosity for radial node 15 and downstream distance 02 of turbine 07 |  | (m^2/s)
| EddVisT7N15D3 |  | Total eddy viscosity for radial node 15 and downstream distance 03 of turbine 07 |  | (m^2/s)
| EddVisT7N15D4 |  | Total eddy viscosity for radial node 15 and downstream distance 04 of turbine 07 |  | (m^2/s)
| EddVisT7N15D5 |  | Total eddy viscosity for radial node 15 and downstream distance 05 of turbine 07 |  | (m^2/s)
| EddVisT7N15D6 |  | Total eddy viscosity for radial node 15 and downstream distance 06 of turbine 07 |  | (m^2/s)
| EddVisT7N15D7 |  | Total eddy viscosity for radial node 15 and downstream distance 07 of turbine 07 |  | (m^2/s)
| EddVisT7N15D8 |  | Total eddy viscosity for radial node 15 and downstream distance 08 of turbine 07 |  | (m^2/s)
| EddVisT7N15D9 |  | Total eddy viscosity for radial node 15 and downstream distance 09 of turbine 07 |  | (m^2/s)
| EddVisT7N16D1 |  | Total eddy viscosity for radial node 16 and downstream distance 01 of turbine 07 |  | (m^2/s)
| EddVisT7N16D2 |  | Total eddy viscosity for radial node 16 and downstream distance 02 of turbine 07 |  | (m^2/s)
| EddVisT7N16D3 |  | Total eddy viscosity for radial node 16 and downstream distance 03 of turbine 07 |  | (m^2/s)
| EddVisT7N16D4 |  | Total eddy viscosity for radial node 16 and downstream distance 04 of turbine 07 |  | (m^2/s)
| EddVisT7N16D5 |  | Total eddy viscosity for radial node 16 and downstream distance 05 of turbine 07 |  | (m^2/s)
| EddVisT7N16D6 |  | Total eddy viscosity for radial node 16 and downstream distance 06 of turbine 07 |  | (m^2/s)
| EddVisT7N16D7 |  | Total eddy viscosity for radial node 16 and downstream distance 07 of turbine 07 |  | (m^2/s)
| EddVisT7N16D8 |  | Total eddy viscosity for radial node 16 and downstream distance 08 of turbine 07 |  | (m^2/s)
| EddVisT7N16D9 |  | Total eddy viscosity for radial node 16 and downstream distance 09 of turbine 07 |  | (m^2/s)
| EddVisT7N17D1 |  | Total eddy viscosity for radial node 17 and downstream distance 01 of turbine 07 |  | (m^2/s)
| EddVisT7N17D2 |  | Total eddy viscosity for radial node 17 and downstream distance 02 of turbine 07 |  | (m^2/s)
| EddVisT7N17D3 |  | Total eddy viscosity for radial node 17 and downstream distance 03 of turbine 07 |  | (m^2/s)
| EddVisT7N17D4 |  | Total eddy viscosity for radial node 17 and downstream distance 04 of turbine 07 |  | (m^2/s)
| EddVisT7N17D5 |  | Total eddy viscosity for radial node 17 and downstream distance 05 of turbine 07 |  | (m^2/s)
| EddVisT7N17D6 |  | Total eddy viscosity for radial node 17 and downstream distance 06 of turbine 07 |  | (m^2/s)
| EddVisT7N17D7 |  | Total eddy viscosity for radial node 17 and downstream distance 07 of turbine 07 |  | (m^2/s)
| EddVisT7N17D8 |  | Total eddy viscosity for radial node 17 and downstream distance 08 of turbine 07 |  | (m^2/s)
| EddVisT7N17D9 |  | Total eddy viscosity for radial node 17 and downstream distance 09 of turbine 07 |  | (m^2/s)
| EddVisT7N18D1 |  | Total eddy viscosity for radial node 18 and downstream distance 01 of turbine 07 |  | (m^2/s)
| EddVisT7N18D2 |  | Total eddy viscosity for radial node 18 and downstream distance 02 of turbine 07 |  | (m^2/s)
| EddVisT7N18D3 |  | Total eddy viscosity for radial node 18 and downstream distance 03 of turbine 07 |  | (m^2/s)
| EddVisT7N18D4 |  | Total eddy viscosity for radial node 18 and downstream distance 04 of turbine 07 |  | (m^2/s)
| EddVisT7N18D5 |  | Total eddy viscosity for radial node 18 and downstream distance 05 of turbine 07 |  | (m^2/s)
| EddVisT7N18D6 |  | Total eddy viscosity for radial node 18 and downstream distance 06 of turbine 07 |  | (m^2/s)
| EddVisT7N18D7 |  | Total eddy viscosity for radial node 18 and downstream distance 07 of turbine 07 |  | (m^2/s)
| EddVisT7N18D8 |  | Total eddy viscosity for radial node 18 and downstream distance 08 of turbine 07 |  | (m^2/s)
| EddVisT7N18D9 |  | Total eddy viscosity for radial node 18 and downstream distance 09 of turbine 07 |  | (m^2/s)
| EddVisT7N19D1 |  | Total eddy viscosity for radial node 19 and downstream distance 01 of turbine 07 |  | (m^2/s)
| EddVisT7N19D2 |  | Total eddy viscosity for radial node 19 and downstream distance 02 of turbine 07 |  | (m^2/s)
| EddVisT7N19D3 |  | Total eddy viscosity for radial node 19 and downstream distance 03 of turbine 07 |  | (m^2/s)
| EddVisT7N19D4 |  | Total eddy viscosity for radial node 19 and downstream distance 04 of turbine 07 |  | (m^2/s)
| EddVisT7N19D5 |  | Total eddy viscosity for radial node 19 and downstream distance 05 of turbine 07 |  | (m^2/s)
| EddVisT7N19D6 |  | Total eddy viscosity for radial node 19 and downstream distance 06 of turbine 07 |  | (m^2/s)
| EddVisT7N19D7 |  | Total eddy viscosity for radial node 19 and downstream distance 07 of turbine 07 |  | (m^2/s)
| EddVisT7N19D8 |  | Total eddy viscosity for radial node 19 and downstream distance 08 of turbine 07 |  | (m^2/s)
| EddVisT7N19D9 |  | Total eddy viscosity for radial node 19 and downstream distance 09 of turbine 07 |  | (m^2/s)
| EddVisT7N20D1 |  | Total eddy viscosity for radial node 20 and downstream distance 01 of turbine 07 |  | (m^2/s)
| EddVisT7N20D2 |  | Total eddy viscosity for radial node 20 and downstream distance 02 of turbine 07 |  | (m^2/s)
| EddVisT7N20D3 |  | Total eddy viscosity for radial node 20 and downstream distance 03 of turbine 07 |  | (m^2/s)
| EddVisT7N20D4 |  | Total eddy viscosity for radial node 20 and downstream distance 04 of turbine 07 |  | (m^2/s)
| EddVisT7N20D5 |  | Total eddy viscosity for radial node 20 and downstream distance 05 of turbine 07 |  | (m^2/s)
| EddVisT7N20D6 |  | Total eddy viscosity for radial node 20 and downstream distance 06 of turbine 07 |  | (m^2/s)
| EddVisT7N20D7 |  | Total eddy viscosity for radial node 20 and downstream distance 07 of turbine 07 |  | (m^2/s)
| EddVisT7N20D8 |  | Total eddy viscosity for radial node 20 and downstream distance 08 of turbine 07 |  | (m^2/s)
| EddVisT7N20D9 |  | Total eddy viscosity for radial node 20 and downstream distance 09 of turbine 07 |  | (m^2/s)
| EddVisT8N01D1 |  | Total eddy viscosity for radial node 01 and downstream distance 01 of turbine 08 |  | (m^2/s)
| EddVisT8N01D2 |  | Total eddy viscosity for radial node 01 and downstream distance 02 of turbine 08 |  | (m^2/s)
| EddVisT8N01D3 |  | Total eddy viscosity for radial node 01 and downstream distance 03 of turbine 08 |  | (m^2/s)
| EddVisT8N01D4 |  | Total eddy viscosity for radial node 01 and downstream distance 04 of turbine 08 |  | (m^2/s)
| EddVisT8N01D5 |  | Total eddy viscosity for radial node 01 and downstream distance 05 of turbine 08 |  | (m^2/s)
| EddVisT8N01D6 |  | Total eddy viscosity for radial node 01 and downstream distance 06 of turbine 08 |  | (m^2/s)
| EddVisT8N01D7 |  | Total eddy viscosity for radial node 01 and downstream distance 07 of turbine 08 |  | (m^2/s)
| EddVisT8N01D8 |  | Total eddy viscosity for radial node 01 and downstream distance 08 of turbine 08 |  | (m^2/s)
| EddVisT8N01D9 |  | Total eddy viscosity for radial node 01 and downstream distance 09 of turbine 08 |  | (m^2/s)
| EddVisT8N02D1 |  | Total eddy viscosity for radial node 02 and downstream distance 01 of turbine 08 |  | (m^2/s)
| EddVisT8N02D2 |  | Total eddy viscosity for radial node 02 and downstream distance 02 of turbine 08 |  | (m^2/s)
| EddVisT8N02D3 |  | Total eddy viscosity for radial node 02 and downstream distance 03 of turbine 08 |  | (m^2/s)
| EddVisT8N02D4 |  | Total eddy viscosity for radial node 02 and downstream distance 04 of turbine 08 |  | (m^2/s)
| EddVisT8N02D5 |  | Total eddy viscosity for radial node 02 and downstream distance 05 of turbine 08 |  | (m^2/s)
| EddVisT8N02D6 |  | Total eddy viscosity for radial node 02 and downstream distance 06 of turbine 08 |  | (m^2/s)
| EddVisT8N02D7 |  | Total eddy viscosity for radial node 02 and downstream distance 07 of turbine 08 |  | (m^2/s)
| EddVisT8N02D8 |  | Total eddy viscosity for radial node 02 and downstream distance 08 of turbine 08 |  | (m^2/s)
| EddVisT8N02D9 |  | Total eddy viscosity for radial node 02 and downstream distance 09 of turbine 08 |  | (m^2/s)
| EddVisT8N03D1 |  | Total eddy viscosity for radial node 03 and downstream distance 01 of turbine 08 |  | (m^2/s)
| EddVisT8N03D2 |  | Total eddy viscosity for radial node 03 and downstream distance 02 of turbine 08 |  | (m^2/s)
| EddVisT8N03D3 |  | Total eddy viscosity for radial node 03 and downstream distance 03 of turbine 08 |  | (m^2/s)
| EddVisT8N03D4 |  | Total eddy viscosity for radial node 03 and downstream distance 04 of turbine 08 |  | (m^2/s)
| EddVisT8N03D5 |  | Total eddy viscosity for radial node 03 and downstream distance 05 of turbine 08 |  | (m^2/s)
| EddVisT8N03D6 |  | Total eddy viscosity for radial node 03 and downstream distance 06 of turbine 08 |  | (m^2/s)
| EddVisT8N03D7 |  | Total eddy viscosity for radial node 03 and downstream distance 07 of turbine 08 |  | (m^2/s)
| EddVisT8N03D8 |  | Total eddy viscosity for radial node 03 and downstream distance 08 of turbine 08 |  | (m^2/s)
| EddVisT8N03D9 |  | Total eddy viscosity for radial node 03 and downstream distance 09 of turbine 08 |  | (m^2/s)
| EddVisT8N04D1 |  | Total eddy viscosity for radial node 04 and downstream distance 01 of turbine 08 |  | (m^2/s)
| EddVisT8N04D2 |  | Total eddy viscosity for radial node 04 and downstream distance 02 of turbine 08 |  | (m^2/s)
| EddVisT8N04D3 |  | Total eddy viscosity for radial node 04 and downstream distance 03 of turbine 08 |  | (m^2/s)
| EddVisT8N04D4 |  | Total eddy viscosity for radial node 04 and downstream distance 04 of turbine 08 |  | (m^2/s)
| EddVisT8N04D5 |  | Total eddy viscosity for radial node 04 and downstream distance 05 of turbine 08 |  | (m^2/s)
| EddVisT8N04D6 |  | Total eddy viscosity for radial node 04 and downstream distance 06 of turbine 08 |  | (m^2/s)
| EddVisT8N04D7 |  | Total eddy viscosity for radial node 04 and downstream distance 07 of turbine 08 |  | (m^2/s)
| EddVisT8N04D8 |  | Total eddy viscosity for radial node 04 and downstream distance 08 of turbine 08 |  | (m^2/s)
| EddVisT8N04D9 |  | Total eddy viscosity for radial node 04 and downstream distance 09 of turbine 08 |  | (m^2/s)
| EddVisT8N05D1 |  | Total eddy viscosity for radial node 05 and downstream distance 01 of turbine 08 |  | (m^2/s)
| EddVisT8N05D2 |  | Total eddy viscosity for radial node 05 and downstream distance 02 of turbine 08 |  | (m^2/s)
| EddVisT8N05D3 |  | Total eddy viscosity for radial node 05 and downstream distance 03 of turbine 08 |  | (m^2/s)
| EddVisT8N05D4 |  | Total eddy viscosity for radial node 05 and downstream distance 04 of turbine 08 |  | (m^2/s)
| EddVisT8N05D5 |  | Total eddy viscosity for radial node 05 and downstream distance 05 of turbine 08 |  | (m^2/s)
| EddVisT8N05D6 |  | Total eddy viscosity for radial node 05 and downstream distance 06 of turbine 08 |  | (m^2/s)
| EddVisT8N05D7 |  | Total eddy viscosity for radial node 05 and downstream distance 07 of turbine 08 |  | (m^2/s)
| EddVisT8N05D8 |  | Total eddy viscosity for radial node 05 and downstream distance 08 of turbine 08 |  | (m^2/s)
| EddVisT8N05D9 |  | Total eddy viscosity for radial node 05 and downstream distance 09 of turbine 08 |  | (m^2/s)
| EddVisT8N06D1 |  | Total eddy viscosity for radial node 06 and downstream distance 01 of turbine 08 |  | (m^2/s)
| EddVisT8N06D2 |  | Total eddy viscosity for radial node 06 and downstream distance 02 of turbine 08 |  | (m^2/s)
| EddVisT8N06D3 |  | Total eddy viscosity for radial node 06 and downstream distance 03 of turbine 08 |  | (m^2/s)
| EddVisT8N06D4 |  | Total eddy viscosity for radial node 06 and downstream distance 04 of turbine 08 |  | (m^2/s)
| EddVisT8N06D5 |  | Total eddy viscosity for radial node 06 and downstream distance 05 of turbine 08 |  | (m^2/s)
| EddVisT8N06D6 |  | Total eddy viscosity for radial node 06 and downstream distance 06 of turbine 08 |  | (m^2/s)
| EddVisT8N06D7 |  | Total eddy viscosity for radial node 06 and downstream distance 07 of turbine 08 |  | (m^2/s)
| EddVisT8N06D8 |  | Total eddy viscosity for radial node 06 and downstream distance 08 of turbine 08 |  | (m^2/s)
| EddVisT8N06D9 |  | Total eddy viscosity for radial node 06 and downstream distance 09 of turbine 08 |  | (m^2/s)
| EddVisT8N07D1 |  | Total eddy viscosity for radial node 07 and downstream distance 01 of turbine 08 |  | (m^2/s)
| EddVisT8N07D2 |  | Total eddy viscosity for radial node 07 and downstream distance 02 of turbine 08 |  | (m^2/s)
| EddVisT8N07D3 |  | Total eddy viscosity for radial node 07 and downstream distance 03 of turbine 08 |  | (m^2/s)
| EddVisT8N07D4 |  | Total eddy viscosity for radial node 07 and downstream distance 04 of turbine 08 |  | (m^2/s)
| EddVisT8N07D5 |  | Total eddy viscosity for radial node 07 and downstream distance 05 of turbine 08 |  | (m^2/s)
| EddVisT8N07D6 |  | Total eddy viscosity for radial node 07 and downstream distance 06 of turbine 08 |  | (m^2/s)
| EddVisT8N07D7 |  | Total eddy viscosity for radial node 07 and downstream distance 07 of turbine 08 |  | (m^2/s)
| EddVisT8N07D8 |  | Total eddy viscosity for radial node 07 and downstream distance 08 of turbine 08 |  | (m^2/s)
| EddVisT8N07D9 |  | Total eddy viscosity for radial node 07 and downstream distance 09 of turbine 08 |  | (m^2/s)
| EddVisT8N08D1 |  | Total eddy viscosity for radial node 08 and downstream distance 01 of turbine 08 |  | (m^2/s)
| EddVisT8N08D2 |  | Total eddy viscosity for radial node 08 and downstream distance 02 of turbine 08 |  | (m^2/s)
| EddVisT8N08D3 |  | Total eddy viscosity for radial node 08 and downstream distance 03 of turbine 08 |  | (m^2/s)
| EddVisT8N08D4 |  | Total eddy viscosity for radial node 08 and downstream distance 04 of turbine 08 |  | (m^2/s)
| EddVisT8N08D5 |  | Total eddy viscosity for radial node 08 and downstream distance 05 of turbine 08 |  | (m^2/s)
| EddVisT8N08D6 |  | Total eddy viscosity for radial node 08 and downstream distance 06 of turbine 08 |  | (m^2/s)
| EddVisT8N08D7 |  | Total eddy viscosity for radial node 08 and downstream distance 07 of turbine 08 |  | (m^2/s)
| EddVisT8N08D8 |  | Total eddy viscosity for radial node 08 and downstream distance 08 of turbine 08 |  | (m^2/s)
| EddVisT8N08D9 |  | Total eddy viscosity for radial node 08 and downstream distance 09 of turbine 08 |  | (m^2/s)
| EddVisT8N09D1 |  | Total eddy viscosity for radial node 09 and downstream distance 01 of turbine 08 |  | (m^2/s)
| EddVisT8N09D2 |  | Total eddy viscosity for radial node 09 and downstream distance 02 of turbine 08 |  | (m^2/s)
| EddVisT8N09D3 |  | Total eddy viscosity for radial node 09 and downstream distance 03 of turbine 08 |  | (m^2/s)
| EddVisT8N09D4 |  | Total eddy viscosity for radial node 09 and downstream distance 04 of turbine 08 |  | (m^2/s)
| EddVisT8N09D5 |  | Total eddy viscosity for radial node 09 and downstream distance 05 of turbine 08 |  | (m^2/s)
| EddVisT8N09D6 |  | Total eddy viscosity for radial node 09 and downstream distance 06 of turbine 08 |  | (m^2/s)
| EddVisT8N09D7 |  | Total eddy viscosity for radial node 09 and downstream distance 07 of turbine 08 |  | (m^2/s)
| EddVisT8N09D8 |  | Total eddy viscosity for radial node 09 and downstream distance 08 of turbine 08 |  | (m^2/s)
| EddVisT8N09D9 |  | Total eddy viscosity for radial node 09 and downstream distance 09 of turbine 08 |  | (m^2/s)
| EddVisT8N10D1 |  | Total eddy viscosity for radial node 10 and downstream distance 01 of turbine 08 |  | (m^2/s)
| EddVisT8N10D2 |  | Total eddy viscosity for radial node 10 and downstream distance 02 of turbine 08 |  | (m^2/s)
| EddVisT8N10D3 |  | Total eddy viscosity for radial node 10 and downstream distance 03 of turbine 08 |  | (m^2/s)
| EddVisT8N10D4 |  | Total eddy viscosity for radial node 10 and downstream distance 04 of turbine 08 |  | (m^2/s)
| EddVisT8N10D5 |  | Total eddy viscosity for radial node 10 and downstream distance 05 of turbine 08 |  | (m^2/s)
| EddVisT8N10D6 |  | Total eddy viscosity for radial node 10 and downstream distance 06 of turbine 08 |  | (m^2/s)
| EddVisT8N10D7 |  | Total eddy viscosity for radial node 10 and downstream distance 07 of turbine 08 |  | (m^2/s)
| EddVisT8N10D8 |  | Total eddy viscosity for radial node 10 and downstream distance 08 of turbine 08 |  | (m^2/s)
| EddVisT8N10D9 |  | Total eddy viscosity for radial node 10 and downstream distance 09 of turbine 08 |  | (m^2/s)
| EddVisT8N11D1 |  | Total eddy viscosity for radial node 11 and downstream distance 01 of turbine 08 |  | (m^2/s)
| EddVisT8N11D2 |  | Total eddy viscosity for radial node 11 and downstream distance 02 of turbine 08 |  | (m^2/s)
| EddVisT8N11D3 |  | Total eddy viscosity for radial node 11 and downstream distance 03 of turbine 08 |  | (m^2/s)
| EddVisT8N11D4 |  | Total eddy viscosity for radial node 11 and downstream distance 04 of turbine 08 |  | (m^2/s)
| EddVisT8N11D5 |  | Total eddy viscosity for radial node 11 and downstream distance 05 of turbine 08 |  | (m^2/s)
| EddVisT8N11D6 |  | Total eddy viscosity for radial node 11 and downstream distance 06 of turbine 08 |  | (m^2/s)
| EddVisT8N11D7 |  | Total eddy viscosity for radial node 11 and downstream distance 07 of turbine 08 |  | (m^2/s)
| EddVisT8N11D8 |  | Total eddy viscosity for radial node 11 and downstream distance 08 of turbine 08 |  | (m^2/s)
| EddVisT8N11D9 |  | Total eddy viscosity for radial node 11 and downstream distance 09 of turbine 08 |  | (m^2/s)
| EddVisT8N12D1 |  | Total eddy viscosity for radial node 12 and downstream distance 01 of turbine 08 |  | (m^2/s)
| EddVisT8N12D2 |  | Total eddy viscosity for radial node 12 and downstream distance 02 of turbine 08 |  | (m^2/s)
| EddVisT8N12D3 |  | Total eddy viscosity for radial node 12 and downstream distance 03 of turbine 08 |  | (m^2/s)
| EddVisT8N12D4 |  | Total eddy viscosity for radial node 12 and downstream distance 04 of turbine 08 |  | (m^2/s)
| EddVisT8N12D5 |  | Total eddy viscosity for radial node 12 and downstream distance 05 of turbine 08 |  | (m^2/s)
| EddVisT8N12D6 |  | Total eddy viscosity for radial node 12 and downstream distance 06 of turbine 08 |  | (m^2/s)
| EddVisT8N12D7 |  | Total eddy viscosity for radial node 12 and downstream distance 07 of turbine 08 |  | (m^2/s)
| EddVisT8N12D8 |  | Total eddy viscosity for radial node 12 and downstream distance 08 of turbine 08 |  | (m^2/s)
| EddVisT8N12D9 |  | Total eddy viscosity for radial node 12 and downstream distance 09 of turbine 08 |  | (m^2/s)
| EddVisT8N13D1 |  | Total eddy viscosity for radial node 13 and downstream distance 01 of turbine 08 |  | (m^2/s)
| EddVisT8N13D2 |  | Total eddy viscosity for radial node 13 and downstream distance 02 of turbine 08 |  | (m^2/s)
| EddVisT8N13D3 |  | Total eddy viscosity for radial node 13 and downstream distance 03 of turbine 08 |  | (m^2/s)
| EddVisT8N13D4 |  | Total eddy viscosity for radial node 13 and downstream distance 04 of turbine 08 |  | (m^2/s)
| EddVisT8N13D5 |  | Total eddy viscosity for radial node 13 and downstream distance 05 of turbine 08 |  | (m^2/s)
| EddVisT8N13D6 |  | Total eddy viscosity for radial node 13 and downstream distance 06 of turbine 08 |  | (m^2/s)
| EddVisT8N13D7 |  | Total eddy viscosity for radial node 13 and downstream distance 07 of turbine 08 |  | (m^2/s)
| EddVisT8N13D8 |  | Total eddy viscosity for radial node 13 and downstream distance 08 of turbine 08 |  | (m^2/s)
| EddVisT8N13D9 |  | Total eddy viscosity for radial node 13 and downstream distance 09 of turbine 08 |  | (m^2/s)
| EddVisT8N14D1 |  | Total eddy viscosity for radial node 14 and downstream distance 01 of turbine 08 |  | (m^2/s)
| EddVisT8N14D2 |  | Total eddy viscosity for radial node 14 and downstream distance 02 of turbine 08 |  | (m^2/s)
| EddVisT8N14D3 |  | Total eddy viscosity for radial node 14 and downstream distance 03 of turbine 08 |  | (m^2/s)
| EddVisT8N14D4 |  | Total eddy viscosity for radial node 14 and downstream distance 04 of turbine 08 |  | (m^2/s)
| EddVisT8N14D5 |  | Total eddy viscosity for radial node 14 and downstream distance 05 of turbine 08 |  | (m^2/s)
| EddVisT8N14D6 |  | Total eddy viscosity for radial node 14 and downstream distance 06 of turbine 08 |  | (m^2/s)
| EddVisT8N14D7 |  | Total eddy viscosity for radial node 14 and downstream distance 07 of turbine 08 |  | (m^2/s)
| EddVisT8N14D8 |  | Total eddy viscosity for radial node 14 and downstream distance 08 of turbine 08 |  | (m^2/s)
| EddVisT8N14D9 |  | Total eddy viscosity for radial node 14 and downstream distance 09 of turbine 08 |  | (m^2/s)
| EddVisT8N15D1 |  | Total eddy viscosity for radial node 15 and downstream distance 01 of turbine 08 |  | (m^2/s)
| EddVisT8N15D2 |  | Total eddy viscosity for radial node 15 and downstream distance 02 of turbine 08 |  | (m^2/s)
| EddVisT8N15D3 |  | Total eddy viscosity for radial node 15 and downstream distance 03 of turbine 08 |  | (m^2/s)
| EddVisT8N15D4 |  | Total eddy viscosity for radial node 15 and downstream distance 04 of turbine 08 |  | (m^2/s)
| EddVisT8N15D5 |  | Total eddy viscosity for radial node 15 and downstream distance 05 of turbine 08 |  | (m^2/s)
| EddVisT8N15D6 |  | Total eddy viscosity for radial node 15 and downstream distance 06 of turbine 08 |  | (m^2/s)
| EddVisT8N15D7 |  | Total eddy viscosity for radial node 15 and downstream distance 07 of turbine 08 |  | (m^2/s)
| EddVisT8N15D8 |  | Total eddy viscosity for radial node 15 and downstream distance 08 of turbine 08 |  | (m^2/s)
| EddVisT8N15D9 |  | Total eddy viscosity for radial node 15 and downstream distance 09 of turbine 08 |  | (m^2/s)
| EddVisT8N16D1 |  | Total eddy viscosity for radial node 16 and downstream distance 01 of turbine 08 |  | (m^2/s)
| EddVisT8N16D2 |  | Total eddy viscosity for radial node 16 and downstream distance 02 of turbine 08 |  | (m^2/s)
| EddVisT8N16D3 |  | Total eddy viscosity for radial node 16 and downstream distance 03 of turbine 08 |  | (m^2/s)
| EddVisT8N16D4 |  | Total eddy viscosity for radial node 16 and downstream distance 04 of turbine 08 |  | (m^2/s)
| EddVisT8N16D5 |  | Total eddy viscosity for radial node 16 and downstream distance 05 of turbine 08 |  | (m^2/s)
| EddVisT8N16D6 |  | Total eddy viscosity for radial node 16 and downstream distance 06 of turbine 08 |  | (m^2/s)
| EddVisT8N16D7 |  | Total eddy viscosity for radial node 16 and downstream distance 07 of turbine 08 |  | (m^2/s)
| EddVisT8N16D8 |  | Total eddy viscosity for radial node 16 and downstream distance 08 of turbine 08 |  | (m^2/s)
| EddVisT8N16D9 |  | Total eddy viscosity for radial node 16 and downstream distance 09 of turbine 08 |  | (m^2/s)
| EddVisT8N17D1 |  | Total eddy viscosity for radial node 17 and downstream distance 01 of turbine 08 |  | (m^2/s)
| EddVisT8N17D2 |  | Total eddy viscosity for radial node 17 and downstream distance 02 of turbine 08 |  | (m^2/s)
| EddVisT8N17D3 |  | Total eddy viscosity for radial node 17 and downstream distance 03 of turbine 08 |  | (m^2/s)
| EddVisT8N17D4 |  | Total eddy viscosity for radial node 17 and downstream distance 04 of turbine 08 |  | (m^2/s)
| EddVisT8N17D5 |  | Total eddy viscosity for radial node 17 and downstream distance 05 of turbine 08 |  | (m^2/s)
| EddVisT8N17D6 |  | Total eddy viscosity for radial node 17 and downstream distance 06 of turbine 08 |  | (m^2/s)
| EddVisT8N17D7 |  | Total eddy viscosity for radial node 17 and downstream distance 07 of turbine 08 |  | (m^2/s)
| EddVisT8N17D8 |  | Total eddy viscosity for radial node 17 and downstream distance 08 of turbine 08 |  | (m^2/s)
| EddVisT8N17D9 |  | Total eddy viscosity for radial node 17 and downstream distance 09 of turbine 08 |  | (m^2/s)
| EddVisT8N18D1 |  | Total eddy viscosity for radial node 18 and downstream distance 01 of turbine 08 |  | (m^2/s)
| EddVisT8N18D2 |  | Total eddy viscosity for radial node 18 and downstream distance 02 of turbine 08 |  | (m^2/s)
| EddVisT8N18D3 |  | Total eddy viscosity for radial node 18 and downstream distance 03 of turbine 08 |  | (m^2/s)
| EddVisT8N18D4 |  | Total eddy viscosity for radial node 18 and downstream distance 04 of turbine 08 |  | (m^2/s)
| EddVisT8N18D5 |  | Total eddy viscosity for radial node 18 and downstream distance 05 of turbine 08 |  | (m^2/s)
| EddVisT8N18D6 |  | Total eddy viscosity for radial node 18 and downstream distance 06 of turbine 08 |  | (m^2/s)
| EddVisT8N18D7 |  | Total eddy viscosity for radial node 18 and downstream distance 07 of turbine 08 |  | (m^2/s)
| EddVisT8N18D8 |  | Total eddy viscosity for radial node 18 and downstream distance 08 of turbine 08 |  | (m^2/s)
| EddVisT8N18D9 |  | Total eddy viscosity for radial node 18 and downstream distance 09 of turbine 08 |  | (m^2/s)
| EddVisT8N19D1 |  | Total eddy viscosity for radial node 19 and downstream distance 01 of turbine 08 |  | (m^2/s)
| EddVisT8N19D2 |  | Total eddy viscosity for radial node 19 and downstream distance 02 of turbine 08 |  | (m^2/s)
| EddVisT8N19D3 |  | Total eddy viscosity for radial node 19 and downstream distance 03 of turbine 08 |  | (m^2/s)
| EddVisT8N19D4 |  | Total eddy viscosity for radial node 19 and downstream distance 04 of turbine 08 |  | (m^2/s)
| EddVisT8N19D5 |  | Total eddy viscosity for radial node 19 and downstream distance 05 of turbine 08 |  | (m^2/s)
| EddVisT8N19D6 |  | Total eddy viscosity for radial node 19 and downstream distance 06 of turbine 08 |  | (m^2/s)
| EddVisT8N19D7 |  | Total eddy viscosity for radial node 19 and downstream distance 07 of turbine 08 |  | (m^2/s)
| EddVisT8N19D8 |  | Total eddy viscosity for radial node 19 and downstream distance 08 of turbine 08 |  | (m^2/s)
| EddVisT8N19D9 |  | Total eddy viscosity for radial node 19 and downstream distance 09 of turbine 08 |  | (m^2/s)
| EddVisT8N20D1 |  | Total eddy viscosity for radial node 20 and downstream distance 01 of turbine 08 |  | (m^2/s)
| EddVisT8N20D2 |  | Total eddy viscosity for radial node 20 and downstream distance 02 of turbine 08 |  | (m^2/s)
| EddVisT8N20D3 |  | Total eddy viscosity for radial node 20 and downstream distance 03 of turbine 08 |  | (m^2/s)
| EddVisT8N20D4 |  | Total eddy viscosity for radial node 20 and downstream distance 04 of turbine 08 |  | (m^2/s)
| EddVisT8N20D5 |  | Total eddy viscosity for radial node 20 and downstream distance 05 of turbine 08 |  | (m^2/s)
| EddVisT8N20D6 |  | Total eddy viscosity for radial node 20 and downstream distance 06 of turbine 08 |  | (m^2/s)
| EddVisT8N20D7 |  | Total eddy viscosity for radial node 20 and downstream distance 07 of turbine 08 |  | (m^2/s)
| EddVisT8N20D8 |  | Total eddy viscosity for radial node 20 and downstream distance 08 of turbine 08 |  | (m^2/s)
| EddVisT8N20D9 |  | Total eddy viscosity for radial node 20 and downstream distance 09 of turbine 08 |  | (m^2/s)
| EddVisT9N01D1 |  | Total eddy viscosity for radial node 01 and downstream distance 01 of turbine 09 |  | (m^2/s)
| EddVisT9N01D2 |  | Total eddy viscosity for radial node 01 and downstream distance 02 of turbine 09 |  | (m^2/s)
| EddVisT9N01D3 |  | Total eddy viscosity for radial node 01 and downstream distance 03 of turbine 09 |  | (m^2/s)
| EddVisT9N01D4 |  | Total eddy viscosity for radial node 01 and downstream distance 04 of turbine 09 |  | (m^2/s)
| EddVisT9N01D5 |  | Total eddy viscosity for radial node 01 and downstream distance 05 of turbine 09 |  | (m^2/s)
| EddVisT9N01D6 |  | Total eddy viscosity for radial node 01 and downstream distance 06 of turbine 09 |  | (m^2/s)
| EddVisT9N01D7 |  | Total eddy viscosity for radial node 01 and downstream distance 07 of turbine 09 |  | (m^2/s)
| EddVisT9N01D8 |  | Total eddy viscosity for radial node 01 and downstream distance 08 of turbine 09 |  | (m^2/s)
| EddVisT9N01D9 |  | Total eddy viscosity for radial node 01 and downstream distance 09 of turbine 09 |  | (m^2/s)
| EddVisT9N02D1 |  | Total eddy viscosity for radial node 02 and downstream distance 01 of turbine 09 |  | (m^2/s)
| EddVisT9N02D2 |  | Total eddy viscosity for radial node 02 and downstream distance 02 of turbine 09 |  | (m^2/s)
| EddVisT9N02D3 |  | Total eddy viscosity for radial node 02 and downstream distance 03 of turbine 09 |  | (m^2/s)
| EddVisT9N02D4 |  | Total eddy viscosity for radial node 02 and downstream distance 04 of turbine 09 |  | (m^2/s)
| EddVisT9N02D5 |  | Total eddy viscosity for radial node 02 and downstream distance 05 of turbine 09 |  | (m^2/s)
| EddVisT9N02D6 |  | Total eddy viscosity for radial node 02 and downstream distance 06 of turbine 09 |  | (m^2/s)
| EddVisT9N02D7 |  | Total eddy viscosity for radial node 02 and downstream distance 07 of turbine 09 |  | (m^2/s)
| EddVisT9N02D8 |  | Total eddy viscosity for radial node 02 and downstream distance 08 of turbine 09 |  | (m^2/s)
| EddVisT9N02D9 |  | Total eddy viscosity for radial node 02 and downstream distance 09 of turbine 09 |  | (m^2/s)
| EddVisT9N03D1 |  | Total eddy viscosity for radial node 03 and downstream distance 01 of turbine 09 |  | (m^2/s)
| EddVisT9N03D2 |  | Total eddy viscosity for radial node 03 and downstream distance 02 of turbine 09 |  | (m^2/s)
| EddVisT9N03D3 |  | Total eddy viscosity for radial node 03 and downstream distance 03 of turbine 09 |  | (m^2/s)
| EddVisT9N03D4 |  | Total eddy viscosity for radial node 03 and downstream distance 04 of turbine 09 |  | (m^2/s)
| EddVisT9N03D5 |  | Total eddy viscosity for radial node 03 and downstream distance 05 of turbine 09 |  | (m^2/s)
| EddVisT9N03D6 |  | Total eddy viscosity for radial node 03 and downstream distance 06 of turbine 09 |  | (m^2/s)
| EddVisT9N03D7 |  | Total eddy viscosity for radial node 03 and downstream distance 07 of turbine 09 |  | (m^2/s)
| EddVisT9N03D8 |  | Total eddy viscosity for radial node 03 and downstream distance 08 of turbine 09 |  | (m^2/s)
| EddVisT9N03D9 |  | Total eddy viscosity for radial node 03 and downstream distance 09 of turbine 09 |  | (m^2/s)
| EddVisT9N04D1 |  | Total eddy viscosity for radial node 04 and downstream distance 01 of turbine 09 |  | (m^2/s)
| EddVisT9N04D2 |  | Total eddy viscosity for radial node 04 and downstream distance 02 of turbine 09 |  | (m^2/s)
| EddVisT9N04D3 |  | Total eddy viscosity for radial node 04 and downstream distance 03 of turbine 09 |  | (m^2/s)
| EddVisT9N04D4 |  | Total eddy viscosity for radial node 04 and downstream distance 04 of turbine 09 |  | (m^2/s)
| EddVisT9N04D5 |  | Total eddy viscosity for radial node 04 and downstream distance 05 of turbine 09 |  | (m^2/s)
| EddVisT9N04D6 |  | Total eddy viscosity for radial node 04 and downstream distance 06 of turbine 09 |  | (m^2/s)
| EddVisT9N04D7 |  | Total eddy viscosity for radial node 04 and downstream distance 07 of turbine 09 |  | (m^2/s)
| EddVisT9N04D8 |  | Total eddy viscosity for radial node 04 and downstream distance 08 of turbine 09 |  | (m^2/s)
| EddVisT9N04D9 |  | Total eddy viscosity for radial node 04 and downstream distance 09 of turbine 09 |  | (m^2/s)
| EddVisT9N05D1 |  | Total eddy viscosity for radial node 05 and downstream distance 01 of turbine 09 |  | (m^2/s)
| EddVisT9N05D2 |  | Total eddy viscosity for radial node 05 and downstream distance 02 of turbine 09 |  | (m^2/s)
| EddVisT9N05D3 |  | Total eddy viscosity for radial node 05 and downstream distance 03 of turbine 09 |  | (m^2/s)
| EddVisT9N05D4 |  | Total eddy viscosity for radial node 05 and downstream distance 04 of turbine 09 |  | (m^2/s)
| EddVisT9N05D5 |  | Total eddy viscosity for radial node 05 and downstream distance 05 of turbine 09 |  | (m^2/s)
| EddVisT9N05D6 |  | Total eddy viscosity for radial node 05 and downstream distance 06 of turbine 09 |  | (m^2/s)
| EddVisT9N05D7 |  | Total eddy viscosity for radial node 05 and downstream distance 07 of turbine 09 |  | (m^2/s)
| EddVisT9N05D8 |  | Total eddy viscosity for radial node 05 and downstream distance 08 of turbine 09 |  | (m^2/s)
| EddVisT9N05D9 |  | Total eddy viscosity for radial node 05 and downstream distance 09 of turbine 09 |  | (m^2/s)
| EddVisT9N06D1 |  | Total eddy viscosity for radial node 06 and downstream distance 01 of turbine 09 |  | (m^2/s)
| EddVisT9N06D2 |  | Total eddy viscosity for radial node 06 and downstream distance 02 of turbine 09 |  | (m^2/s)
| EddVisT9N06D3 |  | Total eddy viscosity for radial node 06 and downstream distance 03 of turbine 09 |  | (m^2/s)
| EddVisT9N06D4 |  | Total eddy viscosity for radial node 06 and downstream distance 04 of turbine 09 |  | (m^2/s)
| EddVisT9N06D5 |  | Total eddy viscosity for radial node 06 and downstream distance 05 of turbine 09 |  | (m^2/s)
| EddVisT9N06D6 |  | Total eddy viscosity for radial node 06 and downstream distance 06 of turbine 09 |  | (m^2/s)
| EddVisT9N06D7 |  | Total eddy viscosity for radial node 06 and downstream distance 07 of turbine 09 |  | (m^2/s)
| EddVisT9N06D8 |  | Total eddy viscosity for radial node 06 and downstream distance 08 of turbine 09 |  | (m^2/s)
| EddVisT9N06D9 |  | Total eddy viscosity for radial node 06 and downstream distance 09 of turbine 09 |  | (m^2/s)
| EddVisT9N07D1 |  | Total eddy viscosity for radial node 07 and downstream distance 01 of turbine 09 |  | (m^2/s)
| EddVisT9N07D2 |  | Total eddy viscosity for radial node 07 and downstream distance 02 of turbine 09 |  | (m^2/s)
| EddVisT9N07D3 |  | Total eddy viscosity for radial node 07 and downstream distance 03 of turbine 09 |  | (m^2/s)
| EddVisT9N07D4 |  | Total eddy viscosity for radial node 07 and downstream distance 04 of turbine 09 |  | (m^2/s)
| EddVisT9N07D5 |  | Total eddy viscosity for radial node 07 and downstream distance 05 of turbine 09 |  | (m^2/s)
| EddVisT9N07D6 |  | Total eddy viscosity for radial node 07 and downstream distance 06 of turbine 09 |  | (m^2/s)
| EddVisT9N07D7 |  | Total eddy viscosity for radial node 07 and downstream distance 07 of turbine 09 |  | (m^2/s)
| EddVisT9N07D8 |  | Total eddy viscosity for radial node 07 and downstream distance 08 of turbine 09 |  | (m^2/s)
| EddVisT9N07D9 |  | Total eddy viscosity for radial node 07 and downstream distance 09 of turbine 09 |  | (m^2/s)
| EddVisT9N08D1 |  | Total eddy viscosity for radial node 08 and downstream distance 01 of turbine 09 |  | (m^2/s)
| EddVisT9N08D2 |  | Total eddy viscosity for radial node 08 and downstream distance 02 of turbine 09 |  | (m^2/s)
| EddVisT9N08D3 |  | Total eddy viscosity for radial node 08 and downstream distance 03 of turbine 09 |  | (m^2/s)
| EddVisT9N08D4 |  | Total eddy viscosity for radial node 08 and downstream distance 04 of turbine 09 |  | (m^2/s)
| EddVisT9N08D5 |  | Total eddy viscosity for radial node 08 and downstream distance 05 of turbine 09 |  | (m^2/s)
| EddVisT9N08D6 |  | Total eddy viscosity for radial node 08 and downstream distance 06 of turbine 09 |  | (m^2/s)
| EddVisT9N08D7 |  | Total eddy viscosity for radial node 08 and downstream distance 07 of turbine 09 |  | (m^2/s)
| EddVisT9N08D8 |  | Total eddy viscosity for radial node 08 and downstream distance 08 of turbine 09 |  | (m^2/s)
| EddVisT9N08D9 |  | Total eddy viscosity for radial node 08 and downstream distance 09 of turbine 09 |  | (m^2/s)
| EddVisT9N09D1 |  | Total eddy viscosity for radial node 09 and downstream distance 01 of turbine 09 |  | (m^2/s)
| EddVisT9N09D2 |  | Total eddy viscosity for radial node 09 and downstream distance 02 of turbine 09 |  | (m^2/s)
| EddVisT9N09D3 |  | Total eddy viscosity for radial node 09 and downstream distance 03 of turbine 09 |  | (m^2/s)
| EddVisT9N09D4 |  | Total eddy viscosity for radial node 09 and downstream distance 04 of turbine 09 |  | (m^2/s)
| EddVisT9N09D5 |  | Total eddy viscosity for radial node 09 and downstream distance 05 of turbine 09 |  | (m^2/s)
| EddVisT9N09D6 |  | Total eddy viscosity for radial node 09 and downstream distance 06 of turbine 09 |  | (m^2/s)
| EddVisT9N09D7 |  | Total eddy viscosity for radial node 09 and downstream distance 07 of turbine 09 |  | (m^2/s)
| EddVisT9N09D8 |  | Total eddy viscosity for radial node 09 and downstream distance 08 of turbine 09 |  | (m^2/s)
| EddVisT9N09D9 |  | Total eddy viscosity for radial node 09 and downstream distance 09 of turbine 09 |  | (m^2/s)
| EddVisT9N10D1 |  | Total eddy viscosity for radial node 10 and downstream distance 01 of turbine 09 |  | (m^2/s)
| EddVisT9N10D2 |  | Total eddy viscosity for radial node 10 and downstream distance 02 of turbine 09 |  | (m^2/s)
| EddVisT9N10D3 |  | Total eddy viscosity for radial node 10 and downstream distance 03 of turbine 09 |  | (m^2/s)
| EddVisT9N10D4 |  | Total eddy viscosity for radial node 10 and downstream distance 04 of turbine 09 |  | (m^2/s)
| EddVisT9N10D5 |  | Total eddy viscosity for radial node 10 and downstream distance 05 of turbine 09 |  | (m^2/s)
| EddVisT9N10D6 |  | Total eddy viscosity for radial node 10 and downstream distance 06 of turbine 09 |  | (m^2/s)
| EddVisT9N10D7 |  | Total eddy viscosity for radial node 10 and downstream distance 07 of turbine 09 |  | (m^2/s)
| EddVisT9N10D8 |  | Total eddy viscosity for radial node 10 and downstream distance 08 of turbine 09 |  | (m^2/s)
| EddVisT9N10D9 |  | Total eddy viscosity for radial node 10 and downstream distance 09 of turbine 09 |  | (m^2/s)
| EddVisT9N11D1 |  | Total eddy viscosity for radial node 11 and downstream distance 01 of turbine 09 |  | (m^2/s)
| EddVisT9N11D2 |  | Total eddy viscosity for radial node 11 and downstream distance 02 of turbine 09 |  | (m^2/s)
| EddVisT9N11D3 |  | Total eddy viscosity for radial node 11 and downstream distance 03 of turbine 09 |  | (m^2/s)
| EddVisT9N11D4 |  | Total eddy viscosity for radial node 11 and downstream distance 04 of turbine 09 |  | (m^2/s)
| EddVisT9N11D5 |  | Total eddy viscosity for radial node 11 and downstream distance 05 of turbine 09 |  | (m^2/s)
| EddVisT9N11D6 |  | Total eddy viscosity for radial node 11 and downstream distance 06 of turbine 09 |  | (m^2/s)
| EddVisT9N11D7 |  | Total eddy viscosity for radial node 11 and downstream distance 07 of turbine 09 |  | (m^2/s)
| EddVisT9N11D8 |  | Total eddy viscosity for radial node 11 and downstream distance 08 of turbine 09 |  | (m^2/s)
| EddVisT9N11D9 |  | Total eddy viscosity for radial node 11 and downstream distance 09 of turbine 09 |  | (m^2/s)
| EddVisT9N12D1 |  | Total eddy viscosity for radial node 12 and downstream distance 01 of turbine 09 |  | (m^2/s)
| EddVisT9N12D2 |  | Total eddy viscosity for radial node 12 and downstream distance 02 of turbine 09 |  | (m^2/s)
| EddVisT9N12D3 |  | Total eddy viscosity for radial node 12 and downstream distance 03 of turbine 09 |  | (m^2/s)
| EddVisT9N12D4 |  | Total eddy viscosity for radial node 12 and downstream distance 04 of turbine 09 |  | (m^2/s)
| EddVisT9N12D5 |  | Total eddy viscosity for radial node 12 and downstream distance 05 of turbine 09 |  | (m^2/s)
| EddVisT9N12D6 |  | Total eddy viscosity for radial node 12 and downstream distance 06 of turbine 09 |  | (m^2/s)
| EddVisT9N12D7 |  | Total eddy viscosity for radial node 12 and downstream distance 07 of turbine 09 |  | (m^2/s)
| EddVisT9N12D8 |  | Total eddy viscosity for radial node 12 and downstream distance 08 of turbine 09 |  | (m^2/s)
| EddVisT9N12D9 |  | Total eddy viscosity for radial node 12 and downstream distance 09 of turbine 09 |  | (m^2/s)
| EddVisT9N13D1 |  | Total eddy viscosity for radial node 13 and downstream distance 01 of turbine 09 |  | (m^2/s)
| EddVisT9N13D2 |  | Total eddy viscosity for radial node 13 and downstream distance 02 of turbine 09 |  | (m^2/s)
| EddVisT9N13D3 |  | Total eddy viscosity for radial node 13 and downstream distance 03 of turbine 09 |  | (m^2/s)
| EddVisT9N13D4 |  | Total eddy viscosity for radial node 13 and downstream distance 04 of turbine 09 |  | (m^2/s)
| EddVisT9N13D5 |  | Total eddy viscosity for radial node 13 and downstream distance 05 of turbine 09 |  | (m^2/s)
| EddVisT9N13D6 |  | Total eddy viscosity for radial node 13 and downstream distance 06 of turbine 09 |  | (m^2/s)
| EddVisT9N13D7 |  | Total eddy viscosity for radial node 13 and downstream distance 07 of turbine 09 |  | (m^2/s)
| EddVisT9N13D8 |  | Total eddy viscosity for radial node 13 and downstream distance 08 of turbine 09 |  | (m^2/s)
| EddVisT9N13D9 |  | Total eddy viscosity for radial node 13 and downstream distance 09 of turbine 09 |  | (m^2/s)
| EddVisT9N14D1 |  | Total eddy viscosity for radial node 14 and downstream distance 01 of turbine 09 |  | (m^2/s)
| EddVisT9N14D2 |  | Total eddy viscosity for radial node 14 and downstream distance 02 of turbine 09 |  | (m^2/s)
| EddVisT9N14D3 |  | Total eddy viscosity for radial node 14 and downstream distance 03 of turbine 09 |  | (m^2/s)
| EddVisT9N14D4 |  | Total eddy viscosity for radial node 14 and downstream distance 04 of turbine 09 |  | (m^2/s)
| EddVisT9N14D5 |  | Total eddy viscosity for radial node 14 and downstream distance 05 of turbine 09 |  | (m^2/s)
| EddVisT9N14D6 |  | Total eddy viscosity for radial node 14 and downstream distance 06 of turbine 09 |  | (m^2/s)
| EddVisT9N14D7 |  | Total eddy viscosity for radial node 14 and downstream distance 07 of turbine 09 |  | (m^2/s)
| EddVisT9N14D8 |  | Total eddy viscosity for radial node 14 and downstream distance 08 of turbine 09 |  | (m^2/s)
| EddVisT9N14D9 |  | Total eddy viscosity for radial node 14 and downstream distance 09 of turbine 09 |  | (m^2/s)
| EddVisT9N15D1 |  | Total eddy viscosity for radial node 15 and downstream distance 01 of turbine 09 |  | (m^2/s)
| EddVisT9N15D2 |  | Total eddy viscosity for radial node 15 and downstream distance 02 of turbine 09 |  | (m^2/s)
| EddVisT9N15D3 |  | Total eddy viscosity for radial node 15 and downstream distance 03 of turbine 09 |  | (m^2/s)
| EddVisT9N15D4 |  | Total eddy viscosity for radial node 15 and downstream distance 04 of turbine 09 |  | (m^2/s)
| EddVisT9N15D5 |  | Total eddy viscosity for radial node 15 and downstream distance 05 of turbine 09 |  | (m^2/s)
| EddVisT9N15D6 |  | Total eddy viscosity for radial node 15 and downstream distance 06 of turbine 09 |  | (m^2/s)
| EddVisT9N15D7 |  | Total eddy viscosity for radial node 15 and downstream distance 07 of turbine 09 |  | (m^2/s)
| EddVisT9N15D8 |  | Total eddy viscosity for radial node 15 and downstream distance 08 of turbine 09 |  | (m^2/s)
| EddVisT9N15D9 |  | Total eddy viscosity for radial node 15 and downstream distance 09 of turbine 09 |  | (m^2/s)
| EddVisT9N16D1 |  | Total eddy viscosity for radial node 16 and downstream distance 01 of turbine 09 |  | (m^2/s)
| EddVisT9N16D2 |  | Total eddy viscosity for radial node 16 and downstream distance 02 of turbine 09 |  | (m^2/s)
| EddVisT9N16D3 |  | Total eddy viscosity for radial node 16 and downstream distance 03 of turbine 09 |  | (m^2/s)
| EddVisT9N16D4 |  | Total eddy viscosity for radial node 16 and downstream distance 04 of turbine 09 |  | (m^2/s)
| EddVisT9N16D5 |  | Total eddy viscosity for radial node 16 and downstream distance 05 of turbine 09 |  | (m^2/s)
| EddVisT9N16D6 |  | Total eddy viscosity for radial node 16 and downstream distance 06 of turbine 09 |  | (m^2/s)
| EddVisT9N16D7 |  | Total eddy viscosity for radial node 16 and downstream distance 07 of turbine 09 |  | (m^2/s)
| EddVisT9N16D8 |  | Total eddy viscosity for radial node 16 and downstream distance 08 of turbine 09 |  | (m^2/s)
| EddVisT9N16D9 |  | Total eddy viscosity for radial node 16 and downstream distance 09 of turbine 09 |  | (m^2/s)
| EddVisT9N17D1 |  | Total eddy viscosity for radial node 17 and downstream distance 01 of turbine 09 |  | (m^2/s)
| EddVisT9N17D2 |  | Total eddy viscosity for radial node 17 and downstream distance 02 of turbine 09 |  | (m^2/s)
| EddVisT9N17D3 |  | Total eddy viscosity for radial node 17 and downstream distance 03 of turbine 09 |  | (m^2/s)
| EddVisT9N17D4 |  | Total eddy viscosity for radial node 17 and downstream distance 04 of turbine 09 |  | (m^2/s)
| EddVisT9N17D5 |  | Total eddy viscosity for radial node 17 and downstream distance 05 of turbine 09 |  | (m^2/s)
| EddVisT9N17D6 |  | Total eddy viscosity for radial node 17 and downstream distance 06 of turbine 09 |  | (m^2/s)
| EddVisT9N17D7 |  | Total eddy viscosity for radial node 17 and downstream distance 07 of turbine 09 |  | (m^2/s)
| EddVisT9N17D8 |  | Total eddy viscosity for radial node 17 and downstream distance 08 of turbine 09 |  | (m^2/s)
| EddVisT9N17D9 |  | Total eddy viscosity for radial node 17 and downstream distance 09 of turbine 09 |  | (m^2/s)
| EddVisT9N18D1 |  | Total eddy viscosity for radial node 18 and downstream distance 01 of turbine 09 |  | (m^2/s)
| EddVisT9N18D2 |  | Total eddy viscosity for radial node 18 and downstream distance 02 of turbine 09 |  | (m^2/s)
| EddVisT9N18D3 |  | Total eddy viscosity for radial node 18 and downstream distance 03 of turbine 09 |  | (m^2/s)
| EddVisT9N18D4 |  | Total eddy viscosity for radial node 18 and downstream distance 04 of turbine 09 |  | (m^2/s)
| EddVisT9N18D5 |  | Total eddy viscosity for radial node 18 and downstream distance 05 of turbine 09 |  | (m^2/s)
| EddVisT9N18D6 |  | Total eddy viscosity for radial node 18 and downstream distance 06 of turbine 09 |  | (m^2/s)
| EddVisT9N18D7 |  | Total eddy viscosity for radial node 18 and downstream distance 07 of turbine 09 |  | (m^2/s)
| EddVisT9N18D8 |  | Total eddy viscosity for radial node 18 and downstream distance 08 of turbine 09 |  | (m^2/s)
| EddVisT9N18D9 |  | Total eddy viscosity for radial node 18 and downstream distance 09 of turbine 09 |  | (m^2/s)
| EddVisT9N19D1 |  | Total eddy viscosity for radial node 19 and downstream distance 01 of turbine 09 |  | (m^2/s)
| EddVisT9N19D2 |  | Total eddy viscosity for radial node 19 and downstream distance 02 of turbine 09 |  | (m^2/s)
| EddVisT9N19D3 |  | Total eddy viscosity for radial node 19 and downstream distance 03 of turbine 09 |  | (m^2/s)
| EddVisT9N19D4 |  | Total eddy viscosity for radial node 19 and downstream distance 04 of turbine 09 |  | (m^2/s)
| EddVisT9N19D5 |  | Total eddy viscosity for radial node 19 and downstream distance 05 of turbine 09 |  | (m^2/s)
| EddVisT9N19D6 |  | Total eddy viscosity for radial node 19 and downstream distance 06 of turbine 09 |  | (m^2/s)
| EddVisT9N19D7 |  | Total eddy viscosity for radial node 19 and downstream distance 07 of turbine 09 |  | (m^2/s)
| EddVisT9N19D8 |  | Total eddy viscosity for radial node 19 and downstream distance 08 of turbine 09 |  | (m^2/s)
| EddVisT9N19D9 |  | Total eddy viscosity for radial node 19 and downstream distance 09 of turbine 09 |  | (m^2/s)
| EddVisT9N20D1 |  | Total eddy viscosity for radial node 20 and downstream distance 01 of turbine 09 |  | (m^2/s)
| EddVisT9N20D2 |  | Total eddy viscosity for radial node 20 and downstream distance 02 of turbine 09 |  | (m^2/s)
| EddVisT9N20D3 |  | Total eddy viscosity for radial node 20 and downstream distance 03 of turbine 09 |  | (m^2/s)
| EddVisT9N20D4 |  | Total eddy viscosity for radial node 20 and downstream distance 04 of turbine 09 |  | (m^2/s)
| EddVisT9N20D5 |  | Total eddy viscosity for radial node 20 and downstream distance 05 of turbine 09 |  | (m^2/s)
| EddVisT9N20D6 |  | Total eddy viscosity for radial node 20 and downstream distance 06 of turbine 09 |  | (m^2/s)
| EddVisT9N20D7 |  | Total eddy viscosity for radial node 20 and downstream distance 07 of turbine 09 |  | (m^2/s)
| EddVisT9N20D8 |  | Total eddy viscosity for radial node 20 and downstream distance 08 of turbine 09 |  | (m^2/s)
| EddVisT9N20D9 |  | Total eddy viscosity for radial node 20 and downstream distance 09 of turbine 09 |  | (m^2/s)
Contribution to eddy viscosity from ambient turbulence
| EddAmbT1N01D1 |  | Contribution to the eddy viscosity from ambient turbulence for radial node 01 and downstream distance 01 of turbine 01 |  | (m^2/s)
| EddAmbT1N01D2 |  | Contribution to the eddy viscosity from ambient turbulence for radial node 01 and downstream distance 02 of turbine 01 |  | (m^2/s)
| EddAmbT1N01D3 |  | Contribution to the eddy viscosity from ambient turbulence for radial node 01 and downstream distance 03 of turbine 01 |  | (m^2/s)
| EddAmbT1N01D4 |  | Contribution to the eddy viscosity from ambient turbulence for radial node 01 and downstream distance 04 of turbine 01 |  | (m^2/s)
| EddAmbT1N01D5 |  | Contribution to the eddy viscosity from ambient turbulence for radial node 01 and downstream distance 05 of turbine 01 |  | (m^2/s)
| EddAmbT1N01D6 |  | Contribution to the eddy viscosity from ambient turbulence for radial node 01 and downstream distance 06 of turbine 01 |  | (m^2/s)
| EddAmbT1N01D7 |  | Contribution to the eddy viscosity from ambient turbulence for radial node 01 and downstream distance 07 of turbine 01 |  | (m^2/s)
| EddAmbT1N01D8 |  | Contribution to the eddy viscosity from ambient turbulence for radial node 01 and downstream distance 08 of turbine 01 |  | (m^2/s)
| EddAmbT1N01D9 |  | Contribution to the eddy viscosity from ambient turbulence for radial node 01 and downstream distance 09 of turbine 01 |  | (m^2/s)
| EddAmbT1N02D1 |  | Contribution to the eddy viscosity from ambient turbulence for radial node 02 and downstream distance 01 of turbine 01 |  | (m^2/s)
| EddAmbT1N02D2 |  | Contribution to the eddy viscosity from ambient turbulence for radial node 02 and downstream distance 02 of turbine 01 |  | (m^2/s)
| EddAmbT1N02D3 |  | Contribution to the eddy viscosity from ambient turbulence for radial node 02 and downstream distance 03 of turbine 01 |  | (m^2/s)
| EddAmbT1N02D4 |  | Contribution to the eddy viscosity from ambient turbulence for radial node 02 and downstream distance 04 of turbine 01 |  | (m^2/s)
| EddAmbT1N02D5 |  | Contribution to the eddy viscosity from ambient turbulence for radial node 02 and downstream distance 05 of turbine 01 |  | (m^2/s)
| EddAmbT1N02D6 |  | Contribution to the eddy viscosity from ambient turbulence for radial node 02 and downstream distance 06 of turbine 01 |  | (m^2/s)
| EddAmbT1N02D7 |  | Contribution to the eddy viscosity from ambient turbulence for radial node 02 and downstream distance 07 of turbine 01 |  | (m^2/s)
| EddAmbT1N02D8 |  | Contribution to the eddy viscosity from ambient turbulence for radial node 02 and downstream distance 08 of turbine 01 |  | (m^2/s)
| EddAmbT1N02D9 |  | Contribution to the eddy viscosity from ambient turbulence for radial node 02 and downstream distance 09 of turbine 01 |  | (m^2/s)
| EddAmbT1N03D1 |  | Contribution to the eddy viscosity from ambient turbulence for radial node 03 and downstream distance 01 of turbine 01 |  | (m^2/s)
| EddAmbT1N03D2 |  | Contribution to the eddy viscosity from ambient turbulence for radial node 03 and downstream distance 02 of turbine 01 |  | (m^2/s)
| EddAmbT1N03D3 |  | Contribution to the eddy viscosity from ambient turbulence for radial node 03 and downstream distance 03 of turbine 01 |  | (m^2/s)
| EddAmbT1N03D4 |  | Contribution to the eddy viscosity from ambient turbulence for radial node 03 and downstream distance 04 of turbine 01 |  | (m^2/s)
| EddAmbT1N03D5 |  | Contribution to the eddy viscosity from ambient turbulence for radial node 03 and downstream distance 05 of turbine 01 |  | (m^2/s)
| EddAmbT1N03D6 |  | Contribution to the eddy viscosity from ambient turbulence for radial node 03 and downstream distance 06 of turbine 01 |  | (m^2/s)
| EddAmbT1N03D7 |  | Contribution to the eddy viscosity from ambient turbulence for radial node 03 and downstream distance 07 of turbine 01 |  | (m^2/s)
| EddAmbT1N03D8 |  | Contribution to the eddy viscosity from ambient turbulence for radial node 03 and downstream distance 08 of turbine 01 |  | (m^2/s)
| EddAmbT1N03D9 |  | Contribution to the eddy viscosity from ambient turbulence for radial node 03 and downstream distance 09 of turbine 01 |  | (m^2/s)
| EddAmbT1N04D1 |  | Contribution to the eddy viscosity from ambient turbulence for radial node 04 and downstream distance 01 of turbine 01 |  | (m^2/s)
| EddAmbT1N04D2 |  | Contribution to the eddy viscosity from ambient turbulence for radial node 04 and downstream distance 02 of turbine 01 |  | (m^2/s)
| EddAmbT1N04D3 |  | Contribution to the eddy viscosity from ambient turbulence for radial node 04 and downstream distance 03 of turbine 01 |  | (m^2/s)
| EddAmbT1N04D4 |  | Contribution to the eddy viscosity from ambient turbulence for radial node 04 and downstream distance 04 of turbine 01 |  | (m^2/s)
| EddAmbT1N04D5 |  | Contribution to the eddy viscosity from ambient turbulence for radial node 04 and downstream distance 05 of turbine 01 |  | (m^2/s)
| EddAmbT1N04D6 |  | Contribution to the eddy viscosity from ambient turbulence for radial node 04 and downstream distance 06 of turbine 01 |  | (m^2/s)
| EddAmbT1N04D7 |  | Contribution to the eddy viscosity from ambient turbulence for radial node 04 and downstream distance 07 of turbine 01 |  | (m^2/s)
| EddAmbT1N04D8 |  | Contribution to the eddy viscosity from ambient turbulence for radial node 04 and downstream distance 08 of turbine 01 |  | (m^2/s)
| EddAmbT1N04D9 |  | Contribution to the eddy viscosity from ambient turbulence for radial node 04 and downstream distance 09 of turbine 01 |  | (m^2/s)
| EddAmbT1N05D1 |  | Contribution to the eddy viscosity from ambient turbulence for radial node 05 and downstream distance 01 of turbine 01 |  | (m^2/s)
| EddAmbT1N05D2 |  | Contribution to the eddy viscosity from ambient turbulence for radial node 05 and downstream distance 02 of turbine 01 |  | (m^2/s)
| EddAmbT1N05D3 |  | Contribution to the eddy viscosity from ambient turbulence for radial node 05 and downstream distance 03 of turbine 01 |  | (m^2/s)
| EddAmbT1N05D4 |  | Contribution to the eddy viscosity from ambient turbulence for radial node 05 and downstream distance 04 of turbine 01 |  | (m^2/s)
| EddAmbT1N05D5 |  | Contribution to the eddy viscosity from ambient turbulence for radial node 05 and downstream distance 05 of turbine 01 |  | (m^2/s)
| EddAmbT1N05D6 |  | Contribution to the eddy viscosity from ambient turbulence for radial node 05 and downstream distance 06 of turbine 01 |  | (m^2/s)
| EddAmbT1N05D7 |  | Contribution to the eddy viscosity from ambient turbulence for radial node 05 and downstream distance 07 of turbine 01 |  | (m^2/s)
| EddAmbT1N05D8 |  | Contribution to the eddy viscosity from ambient turbulence for radial node 05 and downstream distance 08 of turbine 01 |  | (m^2/s)
| EddAmbT1N05D9 |  | Contribution to the eddy viscosity from ambient turbulence for radial node 05 and downstream distance 09 of turbine 01 |  | (m^2/s)
| EddAmbT1N06D1 |  | Contribution to the eddy viscosity from ambient turbulence for radial node 06 and downstream distance 01 of turbine 01 |  | (m^2/s)
| EddAmbT1N06D2 |  | Contribution to the eddy viscosity from ambient turbulence for radial node 06 and downstream distance 02 of turbine 01 |  | (m^2/s)
| EddAmbT1N06D3 |  | Contribution to the eddy viscosity from ambient turbulence for radial node 06 and downstream distance 03 of turbine 01 |  | (m^2/s)
| EddAmbT1N06D4 |  | Contribution to the eddy viscosity from ambient turbulence for radial node 06 and downstream distance 04 of turbine 01 |  | (m^2/s)
| EddAmbT1N06D5 |  | Contribution to the eddy viscosity from ambient turbulence for radial node 06 and downstream distance 05 of turbine 01 |  | (m^2/s)
| EddAmbT1N06D6 |  | Contribution to the eddy viscosity from ambient turbulence for radial node 06 and downstream distance 06 of turbine 01 |  | (m^2/s)
| EddAmbT1N06D7 |  | Contribution to the eddy viscosity from ambient turbulence for radial node 06 and downstream distance 07 of turbine 01 |  | (m^2/s)
| EddAmbT1N06D8 |  | Contribution to the eddy viscosity from ambient turbulence for radial node 06 and downstream distance 08 of turbine 01 |  | (m^2/s)
| EddAmbT1N06D9 |  | Contribution to the eddy viscosity from ambient turbulence for radial node 06 and downstream distance 09 of turbine 01 |  | (m^2/s)
| EddAmbT1N07D1 |  | Contribution to the eddy viscosity from ambient turbulence for radial node 07 and downstream distance 01 of turbine 01 |  | (m^2/s)
| EddAmbT1N07D2 |  | Contribution to the eddy viscosity from ambient turbulence for radial node 07 and downstream distance 02 of turbine 01 |  | (m^2/s)
| EddAmbT1N07D3 |  | Contribution to the eddy viscosity from ambient turbulence for radial node 07 and downstream distance 03 of turbine 01 |  | (m^2/s)
| EddAmbT1N07D4 |  | Contribution to the eddy viscosity from ambient turbulence for radial node 07 and downstream distance 04 of turbine 01 |  | (m^2/s)
| EddAmbT1N07D5 |  | Contribution to the eddy viscosity from ambient turbulence for radial node 07 and downstream distance 05 of turbine 01 |  | (m^2/s)
| EddAmbT1N07D6 |  | Contribution to the eddy viscosity from ambient turbulence for radial node 07 and downstream distance 06 of turbine 01 |  | (m^2/s)
| EddAmbT1N07D7 |  | Contribution to the eddy viscosity from ambient turbulence for radial node 07 and downstream distance 07 of turbine 01 |  | (m^2/s)
| EddAmbT1N07D8 |  | Contribution to the eddy viscosity from ambient turbulence for radial node 07 and downstream distance 08 of turbine 01 |  | (m^2/s)
| EddAmbT1N07D9 |  | Contribution to the eddy viscosity from ambient turbulence for radial node 07 and downstream distance 09 of turbine 01 |  | (m^2/s)
| EddAmbT1N08D1 |  | Contribution to the eddy viscosity from ambient turbulence for radial node 08 and downstream distance 01 of turbine 01 |  | (m^2/s)
| EddAmbT1N08D2 |  | Contribution to the eddy viscosity from ambient turbulence for radial node 08 and downstream distance 02 of turbine 01 |  | (m^2/s)
| EddAmbT1N08D3 |  | Contribution to the eddy viscosity from ambient turbulence for radial node 08 and downstream distance 03 of turbine 01 |  | (m^2/s)
| EddAmbT1N08D4 |  | Contribution to the eddy viscosity from ambient turbulence for radial node 08 and downstream distance 04 of turbine 01 |  | (m^2/s)
| EddAmbT1N08D5 |  | Contribution to the eddy viscosity from ambient turbulence for radial node 08 and downstream distance 05 of turbine 01 |  | (m^2/s)
| EddAmbT1N08D6 |  | Contribution to the eddy viscosity from ambient turbulence for radial node 08 and downstream distance 06 of turbine 01 |  | (m^2/s)
| EddAmbT1N08D7 |  | Contribution to the eddy viscosity from ambient turbulence for radial node 08 and downstream distance 07 of turbine 01 |  | (m^2/s)
| EddAmbT1N08D8 |  | Contribution to the eddy viscosity from ambient turbulence for radial node 08 and downstream distance 08 of turbine 01 |  | (m^2/s)
| EddAmbT1N08D9 |  | Contribution to the eddy viscosity from ambient turbulence for radial node 08 and downstream distance 09 of turbine 01 |  | (m^2/s)
| EddAmbT1N09D1 |  | Contribution to the eddy viscosity from ambient turbulence for radial node 09 and downstream distance 01 of turbine 01 |  | (m^2/s)
| EddAmbT1N09D2 |  | Contribution to the eddy viscosity from ambient turbulence for radial node 09 and downstream distance 02 of turbine 01 |  | (m^2/s)
| EddAmbT1N09D3 |  | Contribution to the eddy viscosity from ambient turbulence for radial node 09 and downstream distance 03 of turbine 01 |  | (m^2/s)
| EddAmbT1N09D4 |  | Contribution to the eddy viscosity from ambient turbulence for radial node 09 and downstream distance 04 of turbine 01 |  | (m^2/s)
| EddAmbT1N09D5 |  | Contribution to the eddy viscosity from ambient turbulence for radial node 09 and downstream distance 05 of turbine 01 |  | (m^2/s)
| EddAmbT1N09D6 |  | Contribution to the eddy viscosity from ambient turbulence for radial node 09 and downstream distance 06 of turbine 01 |  | (m^2/s)
| EddAmbT1N09D7 |  | Contribution to the eddy viscosity from ambient turbulence for radial node 09 and downstream distance 07 of turbine 01 |  | (m^2/s)
| EddAmbT1N09D8 |  | Contribution to the eddy viscosity from ambient turbulence for radial node 09 and downstream distance 08 of turbine 01 |  | (m^2/s)
| EddAmbT1N09D9 |  | Contribution to the eddy viscosity from ambient turbulence for radial node 09 and downstream distance 09 of turbine 01 |  | (m^2/s)
| EddAmbT1N10D1 |  | Contribution to the eddy viscosity from ambient turbulence for radial node 10 and downstream distance 01 of turbine 01 |  | (m^2/s)
| EddAmbT1N10D2 |  | Contribution to the eddy viscosity from ambient turbulence for radial node 10 and downstream distance 02 of turbine 01 |  | (m^2/s)
| EddAmbT1N10D3 |  | Contribution to the eddy viscosity from ambient turbulence for radial node 10 and downstream distance 03 of turbine 01 |  | (m^2/s)
| EddAmbT1N10D4 |  | Contribution to the eddy viscosity from ambient turbulence for radial node 10 and downstream distance 04 of turbine 01 |  | (m^2/s)
| EddAmbT1N10D5 |  | Contribution to the eddy viscosity from ambient turbulence for radial node 10 and downstream distance 05 of turbine 01 |  | (m^2/s)
| EddAmbT1N10D6 |  | Contribution to the eddy viscosity from ambient turbulence for radial node 10 and downstream distance 06 of turbine 01 |  | (m^2/s)
| EddAmbT1N10D7 |  | Contribution to the eddy viscosity from ambient turbulence for radial node 10 and downstream distance 07 of turbine 01 |  | (m^2/s)
| EddAmbT1N10D8 |  | Contribution to the eddy viscosity from ambient turbulence for radial node 10 and downstream distance 08 of turbine 01 |  | (m^2/s)
| EddAmbT1N10D9 |  | Contribution to the eddy viscosity from ambient turbulence for radial node 10 and downstream distance 09 of turbine 01 |  | (m^2/s)
| EddAmbT1N11D1 |  | Contribution to the eddy viscosity from ambient turbulence for radial node 11 and downstream distance 01 of turbine 01 |  | (m^2/s)
| EddAmbT1N11D2 |  | Contribution to the eddy viscosity from ambient turbulence for radial node 11 and downstream distance 02 of turbine 01 |  | (m^2/s)
| EddAmbT1N11D3 |  | Contribution to the eddy viscosity from ambient turbulence for radial node 11 and downstream distance 03 of turbine 01 |  | (m^2/s)
| EddAmbT1N11D4 |  | Contribution to the eddy viscosity from ambient turbulence for radial node 11 and downstream distance 04 of turbine 01 |  | (m^2/s)
| EddAmbT1N11D5 |  | Contribution to the eddy viscosity from ambient turbulence for radial node 11 and downstream distance 05 of turbine 01 |  | (m^2/s)
| EddAmbT1N11D6 |  | Contribution to the eddy viscosity from ambient turbulence for radial node 11 and downstream distance 06 of turbine 01 |  | (m^2/s)
| EddAmbT1N11D7 |  | Contribution to the eddy viscosity from ambient turbulence for radial node 11 and downstream distance 07 of turbine 01 |  | (m^2/s)
| EddAmbT1N11D8 |  | Contribution to the eddy viscosity from ambient turbulence for radial node 11 and downstream distance 08 of turbine 01 |  | (m^2/s)
| EddAmbT1N11D9 |  | Contribution to the eddy viscosity from ambient turbulence for radial node 11 and downstream distance 09 of turbine 01 |  | (m^2/s)
| EddAmbT1N12D1 |  | Contribution to the eddy viscosity from ambient turbulence for radial node 12 and downstream distance 01 of turbine 01 |  | (m^2/s)
| EddAmbT1N12D2 |  | Contribution to the eddy viscosity from ambient turbulence for radial node 12 and downstream distance 02 of turbine 01 |  | (m^2/s)
| EddAmbT1N12D3 |  | Contribution to the eddy viscosity from ambient turbulence for radial node 12 and downstream distance 03 of turbine 01 |  | (m^2/s)
| EddAmbT1N12D4 |  | Contribution to the eddy viscosity from ambient turbulence for radial node 12 and downstream distance 04 of turbine 01 |  | (m^2/s)
| EddAmbT1N12D5 |  | Contribution to the eddy viscosity from ambient turbulence for radial node 12 and downstream distance 05 of turbine 01 |  | (m^2/s)
| EddAmbT1N12D6 |  | Contribution to the eddy viscosity from ambient turbulence for radial node 12 and downstream distance 06 of turbine 01 |  | (m^2/s)
| EddAmbT1N12D7 |  | Contribution to the eddy viscosity from ambient turbulence for radial node 12 and downstream distance 07 of turbine 01 |  | (m^2/s)
| EddAmbT1N12D8 |  | Contribution to the eddy viscosity from ambient turbulence for radial node 12 and downstream distance 08 of turbine 01 |  | (m^2/s)
| EddAmbT1N12D9 |  | Contribution to the eddy viscosity from ambient turbulence for radial node 12 and downstream distance 09 of turbine 01 |  | (m^2/s)
| EddAmbT1N13D1 |  | Contribution to the eddy viscosity from ambient turbulence for radial node 13 and downstream distance 01 of turbine 01 |  | (m^2/s)
| EddAmbT1N13D2 |  | Contribution to the eddy viscosity from ambient turbulence for radial node 13 and downstream distance 02 of turbine 01 |  | (m^2/s)
| EddAmbT1N13D3 |  | Contribution to the eddy viscosity from ambient turbulence for radial node 13 and downstream distance 03 of turbine 01 |  | (m^2/s)
| EddAmbT1N13D4 |  | Contribution to the eddy viscosity from ambient turbulence for radial node 13 and downstream distance 04 of turbine 01 |  | (m^2/s)
| EddAmbT1N13D5 |  | Contribution to the eddy viscosity from ambient turbulence for radial node 13 and downstream distance 05 of turbine 01 |  | (m^2/s)
| EddAmbT1N13D6 |  | Contribution to the eddy viscosity from ambient turbulence for radial node 13 and downstream distance 06 of turbine 01 |  | (m^2/s)
| EddAmbT1N13D7 |  | Contribution to the eddy viscosity from ambient turbulence for radial node 13 and downstream distance 07 of turbine 01 |  | (m^2/s)
| EddAmbT1N13D8 |  | Contribution to the eddy viscosity from ambient turbulence for radial node 13 and downstream distance 08 of turbine 01 |  | (m^2/s)
| EddAmbT1N13D9 |  | Contribution to the eddy viscosity from ambient turbulence for radial node 13 and downstream distance 09 of turbine 01 |  | (m^2/s)
| EddAmbT1N14D1 |  | Contribution to the eddy viscosity from ambient turbulence for radial node 14 and downstream distance 01 of turbine 01 |  | (m^2/s)
| EddAmbT1N14D2 |  | Contribution to the eddy viscosity from ambient turbulence for radial node 14 and downstream distance 02 of turbine 01 |  | (m^2/s)
| EddAmbT1N14D3 |  | Contribution to the eddy viscosity from ambient turbulence for radial node 14 and downstream distance 03 of turbine 01 |  | (m^2/s)
| EddAmbT1N14D4 |  | Contribution to the eddy viscosity from ambient turbulence for radial node 14 and downstream distance 04 of turbine 01 |  | (m^2/s)
| EddAmbT1N14D5 |  | Contribution to the eddy viscosity from ambient turbulence for radial node 14 and downstream distance 05 of turbine 01 |  | (m^2/s)
| EddAmbT1N14D6 |  | Contribution to the eddy viscosity from ambient turbulence for radial node 14 and downstream distance 06 of turbine 01 |  | (m^2/s)
| EddAmbT1N14D7 |  | Contribution to the eddy viscosity from ambient turbulence for radial node 14 and downstream distance 07 of turbine 01 |  | (m^2/s)
| EddAmbT1N14D8 |  | Contribution to the eddy viscosity from ambient turbulence for radial node 14 and downstream distance 08 of turbine 01 |  | (m^2/s)
| EddAmbT1N14D9 |  | Contribution to the eddy viscosity from ambient turbulence for radial node 14 and downstream distance 09 of turbine 01 |  | (m^2/s)
| EddAmbT1N15D1 |  | Contribution to the eddy viscosity from ambient turbulence for radial node 15 and downstream distance 01 of turbine 01 |  | (m^2/s)
| EddAmbT1N15D2 |  | Contribution to the eddy viscosity from ambient turbulence for radial node 15 and downstream distance 02 of turbine 01 |  | (m^2/s)
| EddAmbT1N15D3 |  | Contribution to the eddy viscosity from ambient turbulence for radial node 15 and downstream distance 03 of turbine 01 |  | (m^2/s)
| EddAmbT1N15D4 |  | Contribution to the eddy viscosity from ambient turbulence for radial node 15 and downstream distance 04 of turbine 01 |  | (m^2/s)
| EddAmbT1N15D5 |  | Contribution to the eddy viscosity from ambient turbulence for radial node 15 and downstream distance 05 of turbine 01 |  | (m^2/s)
| EddAmbT1N15D6 |  | Contribution to the eddy viscosity from ambient turbulence for radial node 15 and downstream distance 06 of turbine 01 |  | (m^2/s)
| EddAmbT1N15D7 |  | Contribution to the eddy viscosity from ambient turbulence for radial node 15 and downstream distance 07 of turbine 01 |  | (m^2/s)
| EddAmbT1N15D8 |  | Contribution to the eddy viscosity from ambient turbulence for radial node 15 and downstream distance 08 of turbine 01 |  | (m^2/s)
| EddAmbT1N15D9 |  | Contribution to the eddy viscosity from ambient turbulence for radial node 15 and downstream distance 09 of turbine 01 |  | (m^2/s)
| EddAmbT1N16D1 |  | Contribution to the eddy viscosity from ambient turbulence for radial node 16 and downstream distance 01 of turbine 01 |  | (m^2/s)
| EddAmbT1N16D2 |  | Contribution to the eddy viscosity from ambient turbulence for radial node 16 and downstream distance 02 of turbine 01 |  | (m^2/s)
| EddAmbT1N16D3 |  | Contribution to the eddy viscosity from ambient turbulence for radial node 16 and downstream distance 03 of turbine 01 |  | (m^2/s)
| EddAmbT1N16D4 |  | Contribution to the eddy viscosity from ambient turbulence for radial node 16 and downstream distance 04 of turbine 01 |  | (m^2/s)
| EddAmbT1N16D5 |  | Contribution to the eddy viscosity from ambient turbulence for radial node 16 and downstream distance 05 of turbine 01 |  | (m^2/s)
| EddAmbT1N16D6 |  | Contribution to the eddy viscosity from ambient turbulence for radial node 16 and downstream distance 06 of turbine 01 |  | (m^2/s)
| EddAmbT1N16D7 |  | Contribution to the eddy viscosity from ambient turbulence for radial node 16 and downstream distance 07 of turbine 01 |  | (m^2/s)
| EddAmbT1N16D8 |  | Contribution to the eddy viscosity from ambient turbulence for radial node 16 and downstream distance 08 of turbine 01 |  | (m^2/s)
| EddAmbT1N16D9 |  | Contribution to the eddy viscosity from ambient turbulence for radial node 16 and downstream distance 09 of turbine 01 |  | (m^2/s)
| EddAmbT1N17D1 |  | Contribution to the eddy viscosity from ambient turbulence for radial node 17 and downstream distance 01 of turbine 01 |  | (m^2/s)
| EddAmbT1N17D2 |  | Contribution to the eddy viscosity from ambient turbulence for radial node 17 and downstream distance 02 of turbine 01 |  | (m^2/s)
| EddAmbT1N17D3 |  | Contribution to the eddy viscosity from ambient turbulence for radial node 17 and downstream distance 03 of turbine 01 |  | (m^2/s)
| EddAmbT1N17D4 |  | Contribution to the eddy viscosity from ambient turbulence for radial node 17 and downstream distance 04 of turbine 01 |  | (m^2/s)
| EddAmbT1N17D5 |  | Contribution to the eddy viscosity from ambient turbulence for radial node 17 and downstream distance 05 of turbine 01 |  | (m^2/s)
| EddAmbT1N17D6 |  | Contribution to the eddy viscosity from ambient turbulence for radial node 17 and downstream distance 06 of turbine 01 |  | (m^2/s)
| EddAmbT1N17D7 |  | Contribution to the eddy viscosity from ambient turbulence for radial node 17 and downstream distance 07 of turbine 01 |  | (m^2/s)
| EddAmbT1N17D8 |  | Contribution to the eddy viscosity from ambient turbulence for radial node 17 and downstream distance 08 of turbine 01 |  | (m^2/s)
| EddAmbT1N17D9 |  | Contribution to the eddy viscosity from ambient turbulence for radial node 17 and downstream distance 09 of turbine 01 |  | (m^2/s)
| EddAmbT1N18D1 |  | Contribution to the eddy viscosity from ambient turbulence for radial node 18 and downstream distance 01 of turbine 01 |  | (m^2/s)
| EddAmbT1N18D2 |  | Contribution to the eddy viscosity from ambient turbulence for radial node 18 and downstream distance 02 of turbine 01 |  | (m^2/s)
| EddAmbT1N18D3 |  | Contribution to the eddy viscosity from ambient turbulence for radial node 18 and downstream distance 03 of turbine 01 |  | (m^2/s)
| EddAmbT1N18D4 |  | Contribution to the eddy viscosity from ambient turbulence for radial node 18 and downstream distance 04 of turbine 01 |  | (m^2/s)
| EddAmbT1N18D5 |  | Contribution to the eddy viscosity from ambient turbulence for radial node 18 and downstream distance 05 of turbine 01 |  | (m^2/s)
| EddAmbT1N18D6 |  | Contribution to the eddy viscosity from ambient turbulence for radial node 18 and downstream distance 06 of turbine 01 |  | (m^2/s)
| EddAmbT1N18D7 |  | Contribution to the eddy viscosity from ambient turbulence for radial node 18 and downstream distance 07 of turbine 01 |  | (m^2/s)
| EddAmbT1N18D8 |  | Contribution to the eddy viscosity from ambient turbulence for radial node 18 and downstream distance 08 of turbine 01 |  | (m^2/s)
| EddAmbT1N18D9 |  | Contribution to the eddy viscosity from ambient turbulence for radial node 18 and downstream distance 09 of turbine 01 |  | (m^2/s)
| EddAmbT1N19D1 |  | Contribution to the eddy viscosity from ambient turbulence for radial node 19 and downstream distance 01 of turbine 01 |  | (m^2/s)
| EddAmbT1N19D2 |  | Contribution to the eddy viscosity from ambient turbulence for radial node 19 and downstream distance 02 of turbine 01 |  | (m^2/s)
| EddAmbT1N19D3 |  | Contribution to the eddy viscosity from ambient turbulence for radial node 19 and downstream distance 03 of turbine 01 |  | (m^2/s)
| EddAmbT1N19D4 |  | Contribution to the eddy viscosity from ambient turbulence for radial node 19 and downstream distance 04 of turbine 01 |  | (m^2/s)
| EddAmbT1N19D5 |  | Contribution to the eddy viscosity from ambient turbulence for radial node 19 and downstream distance 05 of turbine 01 |  | (m^2/s)
| EddAmbT1N19D6 |  | Contribution to the eddy viscosity from ambient turbulence for radial node 19 and downstream distance 06 of turbine 01 |  | (m^2/s)
| EddAmbT1N19D7 |  | Contribution to the eddy viscosity from ambient turbulence for radial node 19 and downstream distance 07 of turbine 01 |  | (m^2/s)
| EddAmbT1N19D8 |  | Contribution to the eddy viscosity from ambient turbulence for radial node 19 and downstream distance 08 of turbine 01 |  | (m^2/s)
| EddAmbT1N19D9 |  | Contribution to the eddy viscosity from ambient turbulence for radial node 19 and downstream distance 09 of turbine 01 |  | (m^2/s)
| EddAmbT1N20D1 |  | Contribution to the eddy viscosity from ambient turbulence for radial node 20 and downstream distance 01 of turbine 01 |  | (m^2/s)
| EddAmbT1N20D2 |  | Contribution to the eddy viscosity from ambient turbulence for radial node 20 and downstream distance 02 of turbine 01 |  | (m^2/s)
| EddAmbT1N20D3 |  | Contribution to the eddy viscosity from ambient turbulence for radial node 20 and downstream distance 03 of turbine 01 |  | (m^2/s)
| EddAmbT1N20D4 |  | Contribution to the eddy viscosity from ambient turbulence for radial node 20 and downstream distance 04 of turbine 01 |  | (m^2/s)
| EddAmbT1N20D5 |  | Contribution to the eddy viscosity from ambient turbulence for radial node 20 and downstream distance 05 of turbine 01 |  | (m^2/s)
| EddAmbT1N20D6 |  | Contribution to the eddy viscosity from ambient turbulence for radial node 20 and downstream distance 06 of turbine 01 |  | (m^2/s)
| EddAmbT1N20D7 |  | Contribution to the eddy viscosity from ambient turbulence for radial node 20 and downstream distance 07 of turbine 01 |  | (m^2/s)
| EddAmbT1N20D8 |  | Contribution to the eddy viscosity from ambient turbulence for radial node 20 and downstream distance 08 of turbine 01 |  | (m^2/s)
| EddAmbT1N20D9 |  | Contribution to the eddy viscosity from ambient turbulence for radial node 20 and downstream distance 09 of turbine 01 |  | (m^2/s)
| EddAmbT2N01D1 |  | Contribution to the eddy viscosity from ambient turbulence for radial node 01 and downstream distance 01 of turbine 02 |  | (m^2/s)
| EddAmbT2N01D2 |  | Contribution to the eddy viscosity from ambient turbulence for radial node 01 and downstream distance 02 of turbine 02 |  | (m^2/s)
| EddAmbT2N01D3 |  | Contribution to the eddy viscosity from ambient turbulence for radial node 01 and downstream distance 03 of turbine 02 |  | (m^2/s)
| EddAmbT2N01D4 |  | Contribution to the eddy viscosity from ambient turbulence for radial node 01 and downstream distance 04 of turbine 02 |  | (m^2/s)
| EddAmbT2N01D5 |  | Contribution to the eddy viscosity from ambient turbulence for radial node 01 and downstream distance 05 of turbine 02 |  | (m^2/s)
| EddAmbT2N01D6 |  | Contribution to the eddy viscosity from ambient turbulence for radial node 01 and downstream distance 06 of turbine 02 |  | (m^2/s)
| EddAmbT2N01D7 |  | Contribution to the eddy viscosity from ambient turbulence for radial node 01 and downstream distance 07 of turbine 02 |  | (m^2/s)
| EddAmbT2N01D8 |  | Contribution to the eddy viscosity from ambient turbulence for radial node 01 and downstream distance 08 of turbine 02 |  | (m^2/s)
| EddAmbT2N01D9 |  | Contribution to the eddy viscosity from ambient turbulence for radial node 01 and downstream distance 09 of turbine 02 |  | (m^2/s)
| EddAmbT2N02D1 |  | Contribution to the eddy viscosity from ambient turbulence for radial node 02 and downstream distance 01 of turbine 02 |  | (m^2/s)
| EddAmbT2N02D2 |  | Contribution to the eddy viscosity from ambient turbulence for radial node 02 and downstream distance 02 of turbine 02 |  | (m^2/s)
| EddAmbT2N02D3 |  | Contribution to the eddy viscosity from ambient turbulence for radial node 02 and downstream distance 03 of turbine 02 |  | (m^2/s)
| EddAmbT2N02D4 |  | Contribution to the eddy viscosity from ambient turbulence for radial node 02 and downstream distance 04 of turbine 02 |  | (m^2/s)
| EddAmbT2N02D5 |  | Contribution to the eddy viscosity from ambient turbulence for radial node 02 and downstream distance 05 of turbine 02 |  | (m^2/s)
| EddAmbT2N02D6 |  | Contribution to the eddy viscosity from ambient turbulence for radial node 02 and downstream distance 06 of turbine 02 |  | (m^2/s)
| EddAmbT2N02D7 |  | Contribution to the eddy viscosity from ambient turbulence for radial node 02 and downstream distance 07 of turbine 02 |  | (m^2/s)
| EddAmbT2N02D8 |  | Contribution to the eddy viscosity from ambient turbulence for radial node 02 and downstream distance 08 of turbine 02 |  | (m^2/s)
| EddAmbT2N02D9 |  | Contribution to the eddy viscosity from ambient turbulence for radial node 02 and downstream distance 09 of turbine 02 |  | (m^2/s)
| EddAmbT2N03D1 |  | Contribution to the eddy viscosity from ambient turbulence for radial node 03 and downstream distance 01 of turbine 02 |  | (m^2/s)
| EddAmbT2N03D2 |  | Contribution to the eddy viscosity from ambient turbulence for radial node 03 and downstream distance 02 of turbine 02 |  | (m^2/s)
| EddAmbT2N03D3 |  | Contribution to the eddy viscosity from ambient turbulence for radial node 03 and downstream distance 03 of turbine 02 |  | (m^2/s)
| EddAmbT2N03D4 |  | Contribution to the eddy viscosity from ambient turbulence for radial node 03 and downstream distance 04 of turbine 02 |  | (m^2/s)
| EddAmbT2N03D5 |  | Contribution to the eddy viscosity from ambient turbulence for radial node 03 and downstream distance 05 of turbine 02 |  | (m^2/s)
| EddAmbT2N03D6 |  | Contribution to the eddy viscosity from ambient turbulence for radial node 03 and downstream distance 06 of turbine 02 |  | (m^2/s)
| EddAmbT2N03D7 |  | Contribution to the eddy viscosity from ambient turbulence for radial node 03 and downstream distance 07 of turbine 02 |  | (m^2/s)
| EddAmbT2N03D8 |  | Contribution to the eddy viscosity from ambient turbulence for radial node 03 and downstream distance 08 of turbine 02 |  | (m^2/s)
| EddAmbT2N03D9 |  | Contribution to the eddy viscosity from ambient turbulence for radial node 03 and downstream distance 09 of turbine 02 |  | (m^2/s)
| EddAmbT2N04D1 |  | Contribution to the eddy viscosity from ambient turbulence for radial node 04 and downstream distance 01 of turbine 02 |  | (m^2/s)
| EddAmbT2N04D2 |  | Contribution to the eddy viscosity from ambient turbulence for radial node 04 and downstream distance 02 of turbine 02 |  | (m^2/s)
| EddAmbT2N04D3 |  | Contribution to the eddy viscosity from ambient turbulence for radial node 04 and downstream distance 03 of turbine 02 |  | (m^2/s)
| EddAmbT2N04D4 |  | Contribution to the eddy viscosity from ambient turbulence for radial node 04 and downstream distance 04 of turbine 02 |  | (m^2/s)
| EddAmbT2N04D5 |  | Contribution to the eddy viscosity from ambient turbulence for radial node 04 and downstream distance 05 of turbine 02 |  | (m^2/s)
| EddAmbT2N04D6 |  | Contribution to the eddy viscosity from ambient turbulence for radial node 04 and downstream distance 06 of turbine 02 |  | (m^2/s)
| EddAmbT2N04D7 |  | Contribution to the eddy viscosity from ambient turbulence for radial node 04 and downstream distance 07 of turbine 02 |  | (m^2/s)
| EddAmbT2N04D8 |  | Contribution to the eddy viscosity from ambient turbulence for radial node 04 and downstream distance 08 of turbine 02 |  | (m^2/s)
| EddAmbT2N04D9 |  | Contribution to the eddy viscosity from ambient turbulence for radial node 04 and downstream distance 09 of turbine 02 |  | (m^2/s)
| EddAmbT2N05D1 |  | Contribution to the eddy viscosity from ambient turbulence for radial node 05 and downstream distance 01 of turbine 02 |  | (m^2/s)
| EddAmbT2N05D2 |  | Contribution to the eddy viscosity from ambient turbulence for radial node 05 and downstream distance 02 of turbine 02 |  | (m^2/s)
| EddAmbT2N05D3 |  | Contribution to the eddy viscosity from ambient turbulence for radial node 05 and downstream distance 03 of turbine 02 |  | (m^2/s)
| EddAmbT2N05D4 |  | Contribution to the eddy viscosity from ambient turbulence for radial node 05 and downstream distance 04 of turbine 02 |  | (m^2/s)
| EddAmbT2N05D5 |  | Contribution to the eddy viscosity from ambient turbulence for radial node 05 and downstream distance 05 of turbine 02 |  | (m^2/s)
| EddAmbT2N05D6 |  | Contribution to the eddy viscosity from ambient turbulence for radial node 05 and downstream distance 06 of turbine 02 |  | (m^2/s)
| EddAmbT2N05D7 |  | Contribution to the eddy viscosity from ambient turbulence for radial node 05 and downstream distance 07 of turbine 02 |  | (m^2/s)
| EddAmbT2N05D8 |  | Contribution to the eddy viscosity from ambient turbulence for radial node 05 and downstream distance 08 of turbine 02 |  | (m^2/s)
| EddAmbT2N05D9 |  | Contribution to the eddy viscosity from ambient turbulence for radial node 05 and downstream distance 09 of turbine 02 |  | (m^2/s)
| EddAmbT2N06D1 |  | Contribution to the eddy viscosity from ambient turbulence for radial node 06 and downstream distance 01 of turbine 02 |  | (m^2/s)
| EddAmbT2N06D2 |  | Contribution to the eddy viscosity from ambient turbulence for radial node 06 and downstream distance 02 of turbine 02 |  | (m^2/s)
| EddAmbT2N06D3 |  | Contribution to the eddy viscosity from ambient turbulence for radial node 06 and downstream distance 03 of turbine 02 |  | (m^2/s)
| EddAmbT2N06D4 |  | Contribution to the eddy viscosity from ambient turbulence for radial node 06 and downstream distance 04 of turbine 02 |  | (m^2/s)
| EddAmbT2N06D5 |  | Contribution to the eddy viscosity from ambient turbulence for radial node 06 and downstream distance 05 of turbine 02 |  | (m^2/s)
| EddAmbT2N06D6 |  | Contribution to the eddy viscosity from ambient turbulence for radial node 06 and downstream distance 06 of turbine 02 |  | (m^2/s)
| EddAmbT2N06D7 |  | Contribution to the eddy viscosity from ambient turbulence for radial node 06 and downstream distance 07 of turbine 02 |  | (m^2/s)
| EddAmbT2N06D8 |  | Contribution to the eddy viscosity from ambient turbulence for radial node 06 and downstream distance 08 of turbine 02 |  | (m^2/s)
| EddAmbT2N06D9 |  | Contribution to the eddy viscosity from ambient turbulence for radial node 06 and downstream distance 09 of turbine 02 |  | (m^2/s)
| EddAmbT2N07D1 |  | Contribution to the eddy viscosity from ambient turbulence for radial node 07 and downstream distance 01 of turbine 02 |  | (m^2/s)
| EddAmbT2N07D2 |  | Contribution to the eddy viscosity from ambient turbulence for radial node 07 and downstream distance 02 of turbine 02 |  | (m^2/s)
| EddAmbT2N07D3 |  | Contribution to the eddy viscosity from ambient turbulence for radial node 07 and downstream distance 03 of turbine 02 |  | (m^2/s)
| EddAmbT2N07D4 |  | Contribution to the eddy viscosity from ambient turbulence for radial node 07 and downstream distance 04 of turbine 02 |  | (m^2/s)
| EddAmbT2N07D5 |  | Contribution to the eddy viscosity from ambient turbulence for radial node 07 and downstream distance 05 of turbine 02 |  | (m^2/s)
| EddAmbT2N07D6 |  | Contribution to the eddy viscosity from ambient turbulence for radial node 07 and downstream distance 06 of turbine 02 |  | (m^2/s)
| EddAmbT2N07D7 |  | Contribution to the eddy viscosity from ambient turbulence for radial node 07 and downstream distance 07 of turbine 02 |  | (m^2/s)
| EddAmbT2N07D8 |  | Contribution to the eddy viscosity from ambient turbulence for radial node 07 and downstream distance 08 of turbine 02 |  | (m^2/s)
| EddAmbT2N07D9 |  | Contribution to the eddy viscosity from ambient turbulence for radial node 07 and downstream distance 09 of turbine 02 |  | (m^2/s)
| EddAmbT2N08D1 |  | Contribution to the eddy viscosity from ambient turbulence for radial node 08 and downstream distance 01 of turbine 02 |  | (m^2/s)
| EddAmbT2N08D2 |  | Contribution to the eddy viscosity from ambient turbulence for radial node 08 and downstream distance 02 of turbine 02 |  | (m^2/s)
| EddAmbT2N08D3 |  | Contribution to the eddy viscosity from ambient turbulence for radial node 08 and downstream distance 03 of turbine 02 |  | (m^2/s)
| EddAmbT2N08D4 |  | Contribution to the eddy viscosity from ambient turbulence for radial node 08 and downstream distance 04 of turbine 02 |  | (m^2/s)
| EddAmbT2N08D5 |  | Contribution to the eddy viscosity from ambient turbulence for radial node 08 and downstream distance 05 of turbine 02 |  | (m^2/s)
| EddAmbT2N08D6 |  | Contribution to the eddy viscosity from ambient turbulence for radial node 08 and downstream distance 06 of turbine 02 |  | (m^2/s)
| EddAmbT2N08D7 |  | Contribution to the eddy viscosity from ambient turbulence for radial node 08 and downstream distance 07 of turbine 02 |  | (m^2/s)
| EddAmbT2N08D8 |  | Contribution to the eddy viscosity from ambient turbulence for radial node 08 and downstream distance 08 of turbine 02 |  | (m^2/s)
| EddAmbT2N08D9 |  | Contribution to the eddy viscosity from ambient turbulence for radial node 08 and downstream distance 09 of turbine 02 |  | (m^2/s)
| EddAmbT2N09D1 |  | Contribution to the eddy viscosity from ambient turbulence for radial node 09 and downstream distance 01 of turbine 02 |  | (m^2/s)
| EddAmbT2N09D2 |  | Contribution to the eddy viscosity from ambient turbulence for radial node 09 and downstream distance 02 of turbine 02 |  | (m^2/s)
| EddAmbT2N09D3 |  | Contribution to the eddy viscosity from ambient turbulence for radial node 09 and downstream distance 03 of turbine 02 |  | (m^2/s)
| EddAmbT2N09D4 |  | Contribution to the eddy viscosity from ambient turbulence for radial node 09 and downstream distance 04 of turbine 02 |  | (m^2/s)
| EddAmbT2N09D5 |  | Contribution to the eddy viscosity from ambient turbulence for radial node 09 and downstream distance 05 of turbine 02 |  | (m^2/s)
| EddAmbT2N09D6 |  | Contribution to the eddy viscosity from ambient turbulence for radial node 09 and downstream distance 06 of turbine 02 |  | (m^2/s)
| EddAmbT2N09D7 |  | Contribution to the eddy viscosity from ambient turbulence for radial node 09 and downstream distance 07 of turbine 02 |  | (m^2/s)
| EddAmbT2N09D8 |  | Contribution to the eddy viscosity from ambient turbulence for radial node 09 and downstream distance 08 of turbine 02 |  | (m^2/s)
| EddAmbT2N09D9 |  | Contribution to the eddy viscosity from ambient turbulence for radial node 09 and downstream distance 09 of turbine 02 |  | (m^2/s)
| EddAmbT2N10D1 |  | Contribution to the eddy viscosity from ambient turbulence for radial node 10 and downstream distance 01 of turbine 02 |  | (m^2/s)
| EddAmbT2N10D2 |  | Contribution to the eddy viscosity from ambient turbulence for radial node 10 and downstream distance 02 of turbine 02 |  | (m^2/s)
| EddAmbT2N10D3 |  | Contribution to the eddy viscosity from ambient turbulence for radial node 10 and downstream distance 03 of turbine 02 |  | (m^2/s)
| EddAmbT2N10D4 |  | Contribution to the eddy viscosity from ambient turbulence for radial node 10 and downstream distance 04 of turbine 02 |  | (m^2/s)
| EddAmbT2N10D5 |  | Contribution to the eddy viscosity from ambient turbulence for radial node 10 and downstream distance 05 of turbine 02 |  | (m^2/s)
| EddAmbT2N10D6 |  | Contribution to the eddy viscosity from ambient turbulence for radial node 10 and downstream distance 06 of turbine 02 |  | (m^2/s)
| EddAmbT2N10D7 |  | Contribution to the eddy viscosity from ambient turbulence for radial node 10 and downstream distance 07 of turbine 02 |  | (m^2/s)
| EddAmbT2N10D8 |  | Contribution to the eddy viscosity from ambient turbulence for radial node 10 and downstream distance 08 of turbine 02 |  | (m^2/s)
| EddAmbT2N10D9 |  | Contribution to the eddy viscosity from ambient turbulence for radial node 10 and downstream distance 09 of turbine 02 |  | (m^2/s)
| EddAmbT2N11D1 |  | Contribution to the eddy viscosity from ambient turbulence for radial node 11 and downstream distance 01 of turbine 02 |  | (m^2/s)
| EddAmbT2N11D2 |  | Contribution to the eddy viscosity from ambient turbulence for radial node 11 and downstream distance 02 of turbine 02 |  | (m^2/s)
| EddAmbT2N11D3 |  | Contribution to the eddy viscosity from ambient turbulence for radial node 11 and downstream distance 03 of turbine 02 |  | (m^2/s)
| EddAmbT2N11D4 |  | Contribution to the eddy viscosity from ambient turbulence for radial node 11 and downstream distance 04 of turbine 02 |  | (m^2/s)
| EddAmbT2N11D5 |  | Contribution to the eddy viscosity from ambient turbulence for radial node 11 and downstream distance 05 of turbine 02 |  | (m^2/s)
| EddAmbT2N11D6 |  | Contribution to the eddy viscosity from ambient turbulence for radial node 11 and downstream distance 06 of turbine 02 |  | (m^2/s)
| EddAmbT2N11D7 |  | Contribution to the eddy viscosity from ambient turbulence for radial node 11 and downstream distance 07 of turbine 02 |  | (m^2/s)
| EddAmbT2N11D8 |  | Contribution to the eddy viscosity from ambient turbulence for radial node 11 and downstream distance 08 of turbine 02 |  | (m^2/s)
| EddAmbT2N11D9 |  | Contribution to the eddy viscosity from ambient turbulence for radial node 11 and downstream distance 09 of turbine 02 |  | (m^2/s)
| EddAmbT2N12D1 |  | Contribution to the eddy viscosity from ambient turbulence for radial node 12 and downstream distance 01 of turbine 02 |  | (m^2/s)
| EddAmbT2N12D2 |  | Contribution to the eddy viscosity from ambient turbulence for radial node 12 and downstream distance 02 of turbine 02 |  | (m^2/s)
| EddAmbT2N12D3 |  | Contribution to the eddy viscosity from ambient turbulence for radial node 12 and downstream distance 03 of turbine 02 |  | (m^2/s)
| EddAmbT2N12D4 |  | Contribution to the eddy viscosity from ambient turbulence for radial node 12 and downstream distance 04 of turbine 02 |  | (m^2/s)
| EddAmbT2N12D5 |  | Contribution to the eddy viscosity from ambient turbulence for radial node 12 and downstream distance 05 of turbine 02 |  | (m^2/s)
| EddAmbT2N12D6 |  | Contribution to the eddy viscosity from ambient turbulence for radial node 12 and downstream distance 06 of turbine 02 |  | (m^2/s)
| EddAmbT2N12D7 |  | Contribution to the eddy viscosity from ambient turbulence for radial node 12 and downstream distance 07 of turbine 02 |  | (m^2/s)
| EddAmbT2N12D8 |  | Contribution to the eddy viscosity from ambient turbulence for radial node 12 and downstream distance 08 of turbine 02 |  | (m^2/s)
| EddAmbT2N12D9 |  | Contribution to the eddy viscosity from ambient turbulence for radial node 12 and downstream distance 09 of turbine 02 |  | (m^2/s)
| EddAmbT2N13D1 |  | Contribution to the eddy viscosity from ambient turbulence for radial node 13 and downstream distance 01 of turbine 02 |  | (m^2/s)
| EddAmbT2N13D2 |  | Contribution to the eddy viscosity from ambient turbulence for radial node 13 and downstream distance 02 of turbine 02 |  | (m^2/s)
| EddAmbT2N13D3 |  | Contribution to the eddy viscosity from ambient turbulence for radial node 13 and downstream distance 03 of turbine 02 |  | (m^2/s)
| EddAmbT2N13D4 |  | Contribution to the eddy viscosity from ambient turbulence for radial node 13 and downstream distance 04 of turbine 02 |  | (m^2/s)
| EddAmbT2N13D5 |  | Contribution to the eddy viscosity from ambient turbulence for radial node 13 and downstream distance 05 of turbine 02 |  | (m^2/s)
| EddAmbT2N13D6 |  | Contribution to the eddy viscosity from ambient turbulence for radial node 13 and downstream distance 06 of turbine 02 |  | (m^2/s)
| EddAmbT2N13D7 |  | Contribution to the eddy viscosity from ambient turbulence for radial node 13 and downstream distance 07 of turbine 02 |  | (m^2/s)
| EddAmbT2N13D8 |  | Contribution to the eddy viscosity from ambient turbulence for radial node 13 and downstream distance 08 of turbine 02 |  | (m^2/s)
| EddAmbT2N13D9 |  | Contribution to the eddy viscosity from ambient turbulence for radial node 13 and downstream distance 09 of turbine 02 |  | (m^2/s)
| EddAmbT2N14D1 |  | Contribution to the eddy viscosity from ambient turbulence for radial node 14 and downstream distance 01 of turbine 02 |  | (m^2/s)
| EddAmbT2N14D2 |  | Contribution to the eddy viscosity from ambient turbulence for radial node 14 and downstream distance 02 of turbine 02 |  | (m^2/s)
| EddAmbT2N14D3 |  | Contribution to the eddy viscosity from ambient turbulence for radial node 14 and downstream distance 03 of turbine 02 |  | (m^2/s)
| EddAmbT2N14D4 |  | Contribution to the eddy viscosity from ambient turbulence for radial node 14 and downstream distance 04 of turbine 02 |  | (m^2/s)
| EddAmbT2N14D5 |  | Contribution to the eddy viscosity from ambient turbulence for radial node 14 and downstream distance 05 of turbine 02 |  | (m^2/s)
| EddAmbT2N14D6 |  | Contribution to the eddy viscosity from ambient turbulence for radial node 14 and downstream distance 06 of turbine 02 |  | (m^2/s)
| EddAmbT2N14D7 |  | Contribution to the eddy viscosity from ambient turbulence for radial node 14 and downstream distance 07 of turbine 02 |  | (m^2/s)
| EddAmbT2N14D8 |  | Contribution to the eddy viscosity from ambient turbulence for radial node 14 and downstream distance 08 of turbine 02 |  | (m^2/s)
| EddAmbT2N14D9 |  | Contribution to the eddy viscosity from ambient turbulence for radial node 14 and downstream distance 09 of turbine 02 |  | (m^2/s)
| EddAmbT2N15D1 |  | Contribution to the eddy viscosity from ambient turbulence for radial node 15 and downstream distance 01 of turbine 02 |  | (m^2/s)
| EddAmbT2N15D2 |  | Contribution to the eddy viscosity from ambient turbulence for radial node 15 and downstream distance 02 of turbine 02 |  | (m^2/s)
| EddAmbT2N15D3 |  | Contribution to the eddy viscosity from ambient turbulence for radial node 15 and downstream distance 03 of turbine 02 |  | (m^2/s)
| EddAmbT2N15D4 |  | Contribution to the eddy viscosity from ambient turbulence for radial node 15 and downstream distance 04 of turbine 02 |  | (m^2/s)
| EddAmbT2N15D5 |  | Contribution to the eddy viscosity from ambient turbulence for radial node 15 and downstream distance 05 of turbine 02 |  | (m^2/s)
| EddAmbT2N15D6 |  | Contribution to the eddy viscosity from ambient turbulence for radial node 15 and downstream distance 06 of turbine 02 |  | (m^2/s)
| EddAmbT2N15D7 |  | Contribution to the eddy viscosity from ambient turbulence for radial node 15 and downstream distance 07 of turbine 02 |  | (m^2/s)
| EddAmbT2N15D8 |  | Contribution to the eddy viscosity from ambient turbulence for radial node 15 and downstream distance 08 of turbine 02 |  | (m^2/s)
| EddAmbT2N15D9 |  | Contribution to the eddy viscosity from ambient turbulence for radial node 15 and downstream distance 09 of turbine 02 |  | (m^2/s)
| EddAmbT2N16D1 |  | Contribution to the eddy viscosity from ambient turbulence for radial node 16 and downstream distance 01 of turbine 02 |  | (m^2/s)
| EddAmbT2N16D2 |  | Contribution to the eddy viscosity from ambient turbulence for radial node 16 and downstream distance 02 of turbine 02 |  | (m^2/s)
| EddAmbT2N16D3 |  | Contribution to the eddy viscosity from ambient turbulence for radial node 16 and downstream distance 03 of turbine 02 |  | (m^2/s)
| EddAmbT2N16D4 |  | Contribution to the eddy viscosity from ambient turbulence for radial node 16 and downstream distance 04 of turbine 02 |  | (m^2/s)
| EddAmbT2N16D5 |  | Contribution to the eddy viscosity from ambient turbulence for radial node 16 and downstream distance 05 of turbine 02 |  | (m^2/s)
| EddAmbT2N16D6 |  | Contribution to the eddy viscosity from ambient turbulence for radial node 16 and downstream distance 06 of turbine 02 |  | (m^2/s)
| EddAmbT2N16D7 |  | Contribution to the eddy viscosity from ambient turbulence for radial node 16 and downstream distance 07 of turbine 02 |  | (m^2/s)
| EddAmbT2N16D8 |  | Contribution to the eddy viscosity from ambient turbulence for radial node 16 and downstream distance 08 of turbine 02 |  | (m^2/s)
| EddAmbT2N16D9 |  | Contribution to the eddy viscosity from ambient turbulence for radial node 16 and downstream distance 09 of turbine 02 |  | (m^2/s)
| EddAmbT2N17D1 |  | Contribution to the eddy viscosity from ambient turbulence for radial node 17 and downstream distance 01 of turbine 02 |  | (m^2/s)
| EddAmbT2N17D2 |  | Contribution to the eddy viscosity from ambient turbulence for radial node 17 and downstream distance 02 of turbine 02 |  | (m^2/s)
| EddAmbT2N17D3 |  | Contribution to the eddy viscosity from ambient turbulence for radial node 17 and downstream distance 03 of turbine 02 |  | (m^2/s)
| EddAmbT2N17D4 |  | Contribution to the eddy viscosity from ambient turbulence for radial node 17 and downstream distance 04 of turbine 02 |  | (m^2/s)
| EddAmbT2N17D5 |  | Contribution to the eddy viscosity from ambient turbulence for radial node 17 and downstream distance 05 of turbine 02 |  | (m^2/s)
| EddAmbT2N17D6 |  | Contribution to the eddy viscosity from ambient turbulence for radial node 17 and downstream distance 06 of turbine 02 |  | (m^2/s)
| EddAmbT2N17D7 |  | Contribution to the eddy viscosity from ambient turbulence for radial node 17 and downstream distance 07 of turbine 02 |  | (m^2/s)
| EddAmbT2N17D8 |  | Contribution to the eddy viscosity from ambient turbulence for radial node 17 and downstream distance 08 of turbine 02 |  | (m^2/s)
| EddAmbT2N17D9 |  | Contribution to the eddy viscosity from ambient turbulence for radial node 17 and downstream distance 09 of turbine 02 |  | (m^2/s)
| EddAmbT2N18D1 |  | Contribution to the eddy viscosity from ambient turbulence for radial node 18 and downstream distance 01 of turbine 02 |  | (m^2/s)
| EddAmbT2N18D2 |  | Contribution to the eddy viscosity from ambient turbulence for radial node 18 and downstream distance 02 of turbine 02 |  | (m^2/s)
| EddAmbT2N18D3 |  | Contribution to the eddy viscosity from ambient turbulence for radial node 18 and downstream distance 03 of turbine 02 |  | (m^2/s)
| EddAmbT2N18D4 |  | Contribution to the eddy viscosity from ambient turbulence for radial node 18 and downstream distance 04 of turbine 02 |  | (m^2/s)
| EddAmbT2N18D5 |  | Contribution to the eddy viscosity from ambient turbulence for radial node 18 and downstream distance 05 of turbine 02 |  | (m^2/s)
| EddAmbT2N18D6 |  | Contribution to the eddy viscosity from ambient turbulence for radial node 18 and downstream distance 06 of turbine 02 |  | (m^2/s)
| EddAmbT2N18D7 |  | Contribution to the eddy viscosity from ambient turbulence for radial node 18 and downstream distance 07 of turbine 02 |  | (m^2/s)
| EddAmbT2N18D8 |  | Contribution to the eddy viscosity from ambient turbulence for radial node 18 and downstream distance 08 of turbine 02 |  | (m^2/s)
| EddAmbT2N18D9 |  | Contribution to the eddy viscosity from ambient turbulence for radial node 18 and downstream distance 09 of turbine 02 |  | (m^2/s)
| EddAmbT2N19D1 |  | Contribution to the eddy viscosity from ambient turbulence for radial node 19 and downstream distance 01 of turbine 02 |  | (m^2/s)
| EddAmbT2N19D2 |  | Contribution to the eddy viscosity from ambient turbulence for radial node 19 and downstream distance 02 of turbine 02 |  | (m^2/s)
| EddAmbT2N19D3 |  | Contribution to the eddy viscosity from ambient turbulence for radial node 19 and downstream distance 03 of turbine 02 |  | (m^2/s)
| EddAmbT2N19D4 |  | Contribution to the eddy viscosity from ambient turbulence for radial node 19 and downstream distance 04 of turbine 02 |  | (m^2/s)
| EddAmbT2N19D5 |  | Contribution to the eddy viscosity from ambient turbulence for radial node 19 and downstream distance 05 of turbine 02 |  | (m^2/s)
| EddAmbT2N19D6 |  | Contribution to the eddy viscosity from ambient turbulence for radial node 19 and downstream distance 06 of turbine 02 |  | (m^2/s)
| EddAmbT2N19D7 |  | Contribution to the eddy viscosity from ambient turbulence for radial node 19 and downstream distance 07 of turbine 02 |  | (m^2/s)
| EddAmbT2N19D8 |  | Contribution to the eddy viscosity from ambient turbulence for radial node 19 and downstream distance 08 of turbine 02 |  | (m^2/s)
| EddAmbT2N19D9 |  | Contribution to the eddy viscosity from ambient turbulence for radial node 19 and downstream distance 09 of turbine 02 |  | (m^2/s)
| EddAmbT2N20D1 |  | Contribution to the eddy viscosity from ambient turbulence for radial node 20 and downstream distance 01 of turbine 02 |  | (m^2/s)
| EddAmbT2N20D2 |  | Contribution to the eddy viscosity from ambient turbulence for radial node 20 and downstream distance 02 of turbine 02 |  | (m^2/s)
| EddAmbT2N20D3 |  | Contribution to the eddy viscosity from ambient turbulence for radial node 20 and downstream distance 03 of turbine 02 |  | (m^2/s)
| EddAmbT2N20D4 |  | Contribution to the eddy viscosity from ambient turbulence for radial node 20 and downstream distance 04 of turbine 02 |  | (m^2/s)
| EddAmbT2N20D5 |  | Contribution to the eddy viscosity from ambient turbulence for radial node 20 and downstream distance 05 of turbine 02 |  | (m^2/s)
| EddAmbT2N20D6 |  | Contribution to the eddy viscosity from ambient turbulence for radial node 20 and downstream distance 06 of turbine 02 |  | (m^2/s)
| EddAmbT2N20D7 |  | Contribution to the eddy viscosity from ambient turbulence for radial node 20 and downstream distance 07 of turbine 02 |  | (m^2/s)
| EddAmbT2N20D8 |  | Contribution to the eddy viscosity from ambient turbulence for radial node 20 and downstream distance 08 of turbine 02 |  | (m^2/s)
| EddAmbT2N20D9 |  | Contribution to the eddy viscosity from ambient turbulence for radial node 20 and downstream distance 09 of turbine 02 |  | (m^2/s)
| EddAmbT3N01D1 |  | Contribution to the eddy viscosity from ambient turbulence for radial node 01 and downstream distance 01 of turbine 03 |  | (m^2/s)
| EddAmbT3N01D2 |  | Contribution to the eddy viscosity from ambient turbulence for radial node 01 and downstream distance 02 of turbine 03 |  | (m^2/s)
| EddAmbT3N01D3 |  | Contribution to the eddy viscosity from ambient turbulence for radial node 01 and downstream distance 03 of turbine 03 |  | (m^2/s)
| EddAmbT3N01D4 |  | Contribution to the eddy viscosity from ambient turbulence for radial node 01 and downstream distance 04 of turbine 03 |  | (m^2/s)
| EddAmbT3N01D5 |  | Contribution to the eddy viscosity from ambient turbulence for radial node 01 and downstream distance 05 of turbine 03 |  | (m^2/s)
| EddAmbT3N01D6 |  | Contribution to the eddy viscosity from ambient turbulence for radial node 01 and downstream distance 06 of turbine 03 |  | (m^2/s)
| EddAmbT3N01D7 |  | Contribution to the eddy viscosity from ambient turbulence for radial node 01 and downstream distance 07 of turbine 03 |  | (m^2/s)
| EddAmbT3N01D8 |  | Contribution to the eddy viscosity from ambient turbulence for radial node 01 and downstream distance 08 of turbine 03 |  | (m^2/s)
| EddAmbT3N01D9 |  | Contribution to the eddy viscosity from ambient turbulence for radial node 01 and downstream distance 09 of turbine 03 |  | (m^2/s)
| EddAmbT3N02D1 |  | Contribution to the eddy viscosity from ambient turbulence for radial node 02 and downstream distance 01 of turbine 03 |  | (m^2/s)
| EddAmbT3N02D2 |  | Contribution to the eddy viscosity from ambient turbulence for radial node 02 and downstream distance 02 of turbine 03 |  | (m^2/s)
| EddAmbT3N02D3 |  | Contribution to the eddy viscosity from ambient turbulence for radial node 02 and downstream distance 03 of turbine 03 |  | (m^2/s)
| EddAmbT3N02D4 |  | Contribution to the eddy viscosity from ambient turbulence for radial node 02 and downstream distance 04 of turbine 03 |  | (m^2/s)
| EddAmbT3N02D5 |  | Contribution to the eddy viscosity from ambient turbulence for radial node 02 and downstream distance 05 of turbine 03 |  | (m^2/s)
| EddAmbT3N02D6 |  | Contribution to the eddy viscosity from ambient turbulence for radial node 02 and downstream distance 06 of turbine 03 |  | (m^2/s)
| EddAmbT3N02D7 |  | Contribution to the eddy viscosity from ambient turbulence for radial node 02 and downstream distance 07 of turbine 03 |  | (m^2/s)
| EddAmbT3N02D8 |  | Contribution to the eddy viscosity from ambient turbulence for radial node 02 and downstream distance 08 of turbine 03 |  | (m^2/s)
| EddAmbT3N02D9 |  | Contribution to the eddy viscosity from ambient turbulence for radial node 02 and downstream distance 09 of turbine 03 |  | (m^2/s)
| EddAmbT3N03D1 |  | Contribution to the eddy viscosity from ambient turbulence for radial node 03 and downstream distance 01 of turbine 03 |  | (m^2/s)
| EddAmbT3N03D2 |  | Contribution to the eddy viscosity from ambient turbulence for radial node 03 and downstream distance 02 of turbine 03 |  | (m^2/s)
| EddAmbT3N03D3 |  | Contribution to the eddy viscosity from ambient turbulence for radial node 03 and downstream distance 03 of turbine 03 |  | (m^2/s)
| EddAmbT3N03D4 |  | Contribution to the eddy viscosity from ambient turbulence for radial node 03 and downstream distance 04 of turbine 03 |  | (m^2/s)
| EddAmbT3N03D5 |  | Contribution to the eddy viscosity from ambient turbulence for radial node 03 and downstream distance 05 of turbine 03 |  | (m^2/s)
| EddAmbT3N03D6 |  | Contribution to the eddy viscosity from ambient turbulence for radial node 03 and downstream distance 06 of turbine 03 |  | (m^2/s)
| EddAmbT3N03D7 |  | Contribution to the eddy viscosity from ambient turbulence for radial node 03 and downstream distance 07 of turbine 03 |  | (m^2/s)
| EddAmbT3N03D8 |  | Contribution to the eddy viscosity from ambient turbulence for radial node 03 and downstream distance 08 of turbine 03 |  | (m^2/s)
| EddAmbT3N03D9 |  | Contribution to the eddy viscosity from ambient turbulence for radial node 03 and downstream distance 09 of turbine 03 |  | (m^2/s)
| EddAmbT3N04D1 |  | Contribution to the eddy viscosity from ambient turbulence for radial node 04 and downstream distance 01 of turbine 03 |  | (m^2/s)
| EddAmbT3N04D2 |  | Contribution to the eddy viscosity from ambient turbulence for radial node 04 and downstream distance 02 of turbine 03 |  | (m^2/s)
| EddAmbT3N04D3 |  | Contribution to the eddy viscosity from ambient turbulence for radial node 04 and downstream distance 03 of turbine 03 |  | (m^2/s)
| EddAmbT3N04D4 |  | Contribution to the eddy viscosity from ambient turbulence for radial node 04 and downstream distance 04 of turbine 03 |  | (m^2/s)
| EddAmbT3N04D5 |  | Contribution to the eddy viscosity from ambient turbulence for radial node 04 and downstream distance 05 of turbine 03 |  | (m^2/s)
| EddAmbT3N04D6 |  | Contribution to the eddy viscosity from ambient turbulence for radial node 04 and downstream distance 06 of turbine 03 |  | (m^2/s)
| EddAmbT3N04D7 |  | Contribution to the eddy viscosity from ambient turbulence for radial node 04 and downstream distance 07 of turbine 03 |  | (m^2/s)
| EddAmbT3N04D8 |  | Contribution to the eddy viscosity from ambient turbulence for radial node 04 and downstream distance 08 of turbine 03 |  | (m^2/s)
| EddAmbT3N04D9 |  | Contribution to the eddy viscosity from ambient turbulence for radial node 04 and downstream distance 09 of turbine 03 |  | (m^2/s)
| EddAmbT3N05D1 |  | Contribution to the eddy viscosity from ambient turbulence for radial node 05 and downstream distance 01 of turbine 03 |  | (m^2/s)
| EddAmbT3N05D2 |  | Contribution to the eddy viscosity from ambient turbulence for radial node 05 and downstream distance 02 of turbine 03 |  | (m^2/s)
| EddAmbT3N05D3 |  | Contribution to the eddy viscosity from ambient turbulence for radial node 05 and downstream distance 03 of turbine 03 |  | (m^2/s)
| EddAmbT3N05D4 |  | Contribution to the eddy viscosity from ambient turbulence for radial node 05 and downstream distance 04 of turbine 03 |  | (m^2/s)
| EddAmbT3N05D5 |  | Contribution to the eddy viscosity from ambient turbulence for radial node 05 and downstream distance 05 of turbine 03 |  | (m^2/s)
| EddAmbT3N05D6 |  | Contribution to the eddy viscosity from ambient turbulence for radial node 05 and downstream distance 06 of turbine 03 |  | (m^2/s)
| EddAmbT3N05D7 |  | Contribution to the eddy viscosity from ambient turbulence for radial node 05 and downstream distance 07 of turbine 03 |  | (m^2/s)
| EddAmbT3N05D8 |  | Contribution to the eddy viscosity from ambient turbulence for radial node 05 and downstream distance 08 of turbine 03 |  | (m^2/s)
| EddAmbT3N05D9 |  | Contribution to the eddy viscosity from ambient turbulence for radial node 05 and downstream distance 09 of turbine 03 |  | (m^2/s)
| EddAmbT3N06D1 |  | Contribution to the eddy viscosity from ambient turbulence for radial node 06 and downstream distance 01 of turbine 03 |  | (m^2/s)
| EddAmbT3N06D2 |  | Contribution to the eddy viscosity from ambient turbulence for radial node 06 and downstream distance 02 of turbine 03 |  | (m^2/s)
| EddAmbT3N06D3 |  | Contribution to the eddy viscosity from ambient turbulence for radial node 06 and downstream distance 03 of turbine 03 |  | (m^2/s)
| EddAmbT3N06D4 |  | Contribution to the eddy viscosity from ambient turbulence for radial node 06 and downstream distance 04 of turbine 03 |  | (m^2/s)
| EddAmbT3N06D5 |  | Contribution to the eddy viscosity from ambient turbulence for radial node 06 and downstream distance 05 of turbine 03 |  | (m^2/s)
| EddAmbT3N06D6 |  | Contribution to the eddy viscosity from ambient turbulence for radial node 06 and downstream distance 06 of turbine 03 |  | (m^2/s)
| EddAmbT3N06D7 |  | Contribution to the eddy viscosity from ambient turbulence for radial node 06 and downstream distance 07 of turbine 03 |  | (m^2/s)
| EddAmbT3N06D8 |  | Contribution to the eddy viscosity from ambient turbulence for radial node 06 and downstream distance 08 of turbine 03 |  | (m^2/s)
| EddAmbT3N06D9 |  | Contribution to the eddy viscosity from ambient turbulence for radial node 06 and downstream distance 09 of turbine 03 |  | (m^2/s)
| EddAmbT3N07D1 |  | Contribution to the eddy viscosity from ambient turbulence for radial node 07 and downstream distance 01 of turbine 03 |  | (m^2/s)
| EddAmbT3N07D2 |  | Contribution to the eddy viscosity from ambient turbulence for radial node 07 and downstream distance 02 of turbine 03 |  | (m^2/s)
| EddAmbT3N07D3 |  | Contribution to the eddy viscosity from ambient turbulence for radial node 07 and downstream distance 03 of turbine 03 |  | (m^2/s)
| EddAmbT3N07D4 |  | Contribution to the eddy viscosity from ambient turbulence for radial node 07 and downstream distance 04 of turbine 03 |  | (m^2/s)
| EddAmbT3N07D5 |  | Contribution to the eddy viscosity from ambient turbulence for radial node 07 and downstream distance 05 of turbine 03 |  | (m^2/s)
| EddAmbT3N07D6 |  | Contribution to the eddy viscosity from ambient turbulence for radial node 07 and downstream distance 06 of turbine 03 |  | (m^2/s)
| EddAmbT3N07D7 |  | Contribution to the eddy viscosity from ambient turbulence for radial node 07 and downstream distance 07 of turbine 03 |  | (m^2/s)
| EddAmbT3N07D8 |  | Contribution to the eddy viscosity from ambient turbulence for radial node 07 and downstream distance 08 of turbine 03 |  | (m^2/s)
| EddAmbT3N07D9 |  | Contribution to the eddy viscosity from ambient turbulence for radial node 07 and downstream distance 09 of turbine 03 |  | (m^2/s)
| EddAmbT3N08D1 |  | Contribution to the eddy viscosity from ambient turbulence for radial node 08 and downstream distance 01 of turbine 03 |  | (m^2/s)
| EddAmbT3N08D2 |  | Contribution to the eddy viscosity from ambient turbulence for radial node 08 and downstream distance 02 of turbine 03 |  | (m^2/s)
| EddAmbT3N08D3 |  | Contribution to the eddy viscosity from ambient turbulence for radial node 08 and downstream distance 03 of turbine 03 |  | (m^2/s)
| EddAmbT3N08D4 |  | Contribution to the eddy viscosity from ambient turbulence for radial node 08 and downstream distance 04 of turbine 03 |  | (m^2/s)
| EddAmbT3N08D5 |  | Contribution to the eddy viscosity from ambient turbulence for radial node 08 and downstream distance 05 of turbine 03 |  | (m^2/s)
| EddAmbT3N08D6 |  | Contribution to the eddy viscosity from ambient turbulence for radial node 08 and downstream distance 06 of turbine 03 |  | (m^2/s)
| EddAmbT3N08D7 |  | Contribution to the eddy viscosity from ambient turbulence for radial node 08 and downstream distance 07 of turbine 03 |  | (m^2/s)
| EddAmbT3N08D8 |  | Contribution to the eddy viscosity from ambient turbulence for radial node 08 and downstream distance 08 of turbine 03 |  | (m^2/s)
| EddAmbT3N08D9 |  | Contribution to the eddy viscosity from ambient turbulence for radial node 08 and downstream distance 09 of turbine 03 |  | (m^2/s)
| EddAmbT3N09D1 |  | Contribution to the eddy viscosity from ambient turbulence for radial node 09 and downstream distance 01 of turbine 03 |  | (m^2/s)
| EddAmbT3N09D2 |  | Contribution to the eddy viscosity from ambient turbulence for radial node 09 and downstream distance 02 of turbine 03 |  | (m^2/s)
| EddAmbT3N09D3 |  | Contribution to the eddy viscosity from ambient turbulence for radial node 09 and downstream distance 03 of turbine 03 |  | (m^2/s)
| EddAmbT3N09D4 |  | Contribution to the eddy viscosity from ambient turbulence for radial node 09 and downstream distance 04 of turbine 03 |  | (m^2/s)
| EddAmbT3N09D5 |  | Contribution to the eddy viscosity from ambient turbulence for radial node 09 and downstream distance 05 of turbine 03 |  | (m^2/s)
| EddAmbT3N09D6 |  | Contribution to the eddy viscosity from ambient turbulence for radial node 09 and downstream distance 06 of turbine 03 |  | (m^2/s)
| EddAmbT3N09D7 |  | Contribution to the eddy viscosity from ambient turbulence for radial node 09 and downstream distance 07 of turbine 03 |  | (m^2/s)
| EddAmbT3N09D8 |  | Contribution to the eddy viscosity from ambient turbulence for radial node 09 and downstream distance 08 of turbine 03 |  | (m^2/s)
| EddAmbT3N09D9 |  | Contribution to the eddy viscosity from ambient turbulence for radial node 09 and downstream distance 09 of turbine 03 |  | (m^2/s)
| EddAmbT3N10D1 |  | Contribution to the eddy viscosity from ambient turbulence for radial node 10 and downstream distance 01 of turbine 03 |  | (m^2/s)
| EddAmbT3N10D2 |  | Contribution to the eddy viscosity from ambient turbulence for radial node 10 and downstream distance 02 of turbine 03 |  | (m^2/s)
| EddAmbT3N10D3 |  | Contribution to the eddy viscosity from ambient turbulence for radial node 10 and downstream distance 03 of turbine 03 |  | (m^2/s)
| EddAmbT3N10D4 |  | Contribution to the eddy viscosity from ambient turbulence for radial node 10 and downstream distance 04 of turbine 03 |  | (m^2/s)
| EddAmbT3N10D5 |  | Contribution to the eddy viscosity from ambient turbulence for radial node 10 and downstream distance 05 of turbine 03 |  | (m^2/s)
| EddAmbT3N10D6 |  | Contribution to the eddy viscosity from ambient turbulence for radial node 10 and downstream distance 06 of turbine 03 |  | (m^2/s)
| EddAmbT3N10D7 |  | Contribution to the eddy viscosity from ambient turbulence for radial node 10 and downstream distance 07 of turbine 03 |  | (m^2/s)
| EddAmbT3N10D8 |  | Contribution to the eddy viscosity from ambient turbulence for radial node 10 and downstream distance 08 of turbine 03 |  | (m^2/s)
| EddAmbT3N10D9 |  | Contribution to the eddy viscosity from ambient turbulence for radial node 10 and downstream distance 09 of turbine 03 |  | (m^2/s)
| EddAmbT3N11D1 |  | Contribution to the eddy viscosity from ambient turbulence for radial node 11 and downstream distance 01 of turbine 03 |  | (m^2/s)
| EddAmbT3N11D2 |  | Contribution to the eddy viscosity from ambient turbulence for radial node 11 and downstream distance 02 of turbine 03 |  | (m^2/s)
| EddAmbT3N11D3 |  | Contribution to the eddy viscosity from ambient turbulence for radial node 11 and downstream distance 03 of turbine 03 |  | (m^2/s)
| EddAmbT3N11D4 |  | Contribution to the eddy viscosity from ambient turbulence for radial node 11 and downstream distance 04 of turbine 03 |  | (m^2/s)
| EddAmbT3N11D5 |  | Contribution to the eddy viscosity from ambient turbulence for radial node 11 and downstream distance 05 of turbine 03 |  | (m^2/s)
| EddAmbT3N11D6 |  | Contribution to the eddy viscosity from ambient turbulence for radial node 11 and downstream distance 06 of turbine 03 |  | (m^2/s)
| EddAmbT3N11D7 |  | Contribution to the eddy viscosity from ambient turbulence for radial node 11 and downstream distance 07 of turbine 03 |  | (m^2/s)
| EddAmbT3N11D8 |  | Contribution to the eddy viscosity from ambient turbulence for radial node 11 and downstream distance 08 of turbine 03 |  | (m^2/s)
| EddAmbT3N11D9 |  | Contribution to the eddy viscosity from ambient turbulence for radial node 11 and downstream distance 09 of turbine 03 |  | (m^2/s)
| EddAmbT3N12D1 |  | Contribution to the eddy viscosity from ambient turbulence for radial node 12 and downstream distance 01 of turbine 03 |  | (m^2/s)
| EddAmbT3N12D2 |  | Contribution to the eddy viscosity from ambient turbulence for radial node 12 and downstream distance 02 of turbine 03 |  | (m^2/s)
| EddAmbT3N12D3 |  | Contribution to the eddy viscosity from ambient turbulence for radial node 12 and downstream distance 03 of turbine 03 |  | (m^2/s)
| EddAmbT3N12D4 |  | Contribution to the eddy viscosity from ambient turbulence for radial node 12 and downstream distance 04 of turbine 03 |  | (m^2/s)
| EddAmbT3N12D5 |  | Contribution to the eddy viscosity from ambient turbulence for radial node 12 and downstream distance 05 of turbine 03 |  | (m^2/s)
| EddAmbT3N12D6 |  | Contribution to the eddy viscosity from ambient turbulence for radial node 12 and downstream distance 06 of turbine 03 |  | (m^2/s)
| EddAmbT3N12D7 |  | Contribution to the eddy viscosity from ambient turbulence for radial node 12 and downstream distance 07 of turbine 03 |  | (m^2/s)
| EddAmbT3N12D8 |  | Contribution to the eddy viscosity from ambient turbulence for radial node 12 and downstream distance 08 of turbine 03 |  | (m^2/s)
| EddAmbT3N12D9 |  | Contribution to the eddy viscosity from ambient turbulence for radial node 12 and downstream distance 09 of turbine 03 |  | (m^2/s)
| EddAmbT3N13D1 |  | Contribution to the eddy viscosity from ambient turbulence for radial node 13 and downstream distance 01 of turbine 03 |  | (m^2/s)
| EddAmbT3N13D2 |  | Contribution to the eddy viscosity from ambient turbulence for radial node 13 and downstream distance 02 of turbine 03 |  | (m^2/s)
| EddAmbT3N13D3 |  | Contribution to the eddy viscosity from ambient turbulence for radial node 13 and downstream distance 03 of turbine 03 |  | (m^2/s)
| EddAmbT3N13D4 |  | Contribution to the eddy viscosity from ambient turbulence for radial node 13 and downstream distance 04 of turbine 03 |  | (m^2/s)
| EddAmbT3N13D5 |  | Contribution to the eddy viscosity from ambient turbulence for radial node 13 and downstream distance 05 of turbine 03 |  | (m^2/s)
| EddAmbT3N13D6 |  | Contribution to the eddy viscosity from ambient turbulence for radial node 13 and downstream distance 06 of turbine 03 |  | (m^2/s)
| EddAmbT3N13D7 |  | Contribution to the eddy viscosity from ambient turbulence for radial node 13 and downstream distance 07 of turbine 03 |  | (m^2/s)
| EddAmbT3N13D8 |  | Contribution to the eddy viscosity from ambient turbulence for radial node 13 and downstream distance 08 of turbine 03 |  | (m^2/s)
| EddAmbT3N13D9 |  | Contribution to the eddy viscosity from ambient turbulence for radial node 13 and downstream distance 09 of turbine 03 |  | (m^2/s)
| EddAmbT3N14D1 |  | Contribution to the eddy viscosity from ambient turbulence for radial node 14 and downstream distance 01 of turbine 03 |  | (m^2/s)
| EddAmbT3N14D2 |  | Contribution to the eddy viscosity from ambient turbulence for radial node 14 and downstream distance 02 of turbine 03 |  | (m^2/s)
| EddAmbT3N14D3 |  | Contribution to the eddy viscosity from ambient turbulence for radial node 14 and downstream distance 03 of turbine 03 |  | (m^2/s)
| EddAmbT3N14D4 |  | Contribution to the eddy viscosity from ambient turbulence for radial node 14 and downstream distance 04 of turbine 03 |  | (m^2/s)
| EddAmbT3N14D5 |  | Contribution to the eddy viscosity from ambient turbulence for radial node 14 and downstream distance 05 of turbine 03 |  | (m^2/s)
| EddAmbT3N14D6 |  | Contribution to the eddy viscosity from ambient turbulence for radial node 14 and downstream distance 06 of turbine 03 |  | (m^2/s)
| EddAmbT3N14D7 |  | Contribution to the eddy viscosity from ambient turbulence for radial node 14 and downstream distance 07 of turbine 03 |  | (m^2/s)
| EddAmbT3N14D8 |  | Contribution to the eddy viscosity from ambient turbulence for radial node 14 and downstream distance 08 of turbine 03 |  | (m^2/s)
| EddAmbT3N14D9 |  | Contribution to the eddy viscosity from ambient turbulence for radial node 14 and downstream distance 09 of turbine 03 |  | (m^2/s)
| EddAmbT3N15D1 |  | Contribution to the eddy viscosity from ambient turbulence for radial node 15 and downstream distance 01 of turbine 03 |  | (m^2/s)
| EddAmbT3N15D2 |  | Contribution to the eddy viscosity from ambient turbulence for radial node 15 and downstream distance 02 of turbine 03 |  | (m^2/s)
| EddAmbT3N15D3 |  | Contribution to the eddy viscosity from ambient turbulence for radial node 15 and downstream distance 03 of turbine 03 |  | (m^2/s)
| EddAmbT3N15D4 |  | Contribution to the eddy viscosity from ambient turbulence for radial node 15 and downstream distance 04 of turbine 03 |  | (m^2/s)
| EddAmbT3N15D5 |  | Contribution to the eddy viscosity from ambient turbulence for radial node 15 and downstream distance 05 of turbine 03 |  | (m^2/s)
| EddAmbT3N15D6 |  | Contribution to the eddy viscosity from ambient turbulence for radial node 15 and downstream distance 06 of turbine 03 |  | (m^2/s)
| EddAmbT3N15D7 |  | Contribution to the eddy viscosity from ambient turbulence for radial node 15 and downstream distance 07 of turbine 03 |  | (m^2/s)
| EddAmbT3N15D8 |  | Contribution to the eddy viscosity from ambient turbulence for radial node 15 and downstream distance 08 of turbine 03 |  | (m^2/s)
| EddAmbT3N15D9 |  | Contribution to the eddy viscosity from ambient turbulence for radial node 15 and downstream distance 09 of turbine 03 |  | (m^2/s)
| EddAmbT3N16D1 |  | Contribution to the eddy viscosity from ambient turbulence for radial node 16 and downstream distance 01 of turbine 03 |  | (m^2/s)
| EddAmbT3N16D2 |  | Contribution to the eddy viscosity from ambient turbulence for radial node 16 and downstream distance 02 of turbine 03 |  | (m^2/s)
| EddAmbT3N16D3 |  | Contribution to the eddy viscosity from ambient turbulence for radial node 16 and downstream distance 03 of turbine 03 |  | (m^2/s)
| EddAmbT3N16D4 |  | Contribution to the eddy viscosity from ambient turbulence for radial node 16 and downstream distance 04 of turbine 03 |  | (m^2/s)
| EddAmbT3N16D5 |  | Contribution to the eddy viscosity from ambient turbulence for radial node 16 and downstream distance 05 of turbine 03 |  | (m^2/s)
| EddAmbT3N16D6 |  | Contribution to the eddy viscosity from ambient turbulence for radial node 16 and downstream distance 06 of turbine 03 |  | (m^2/s)
| EddAmbT3N16D7 |  | Contribution to the eddy viscosity from ambient turbulence for radial node 16 and downstream distance 07 of turbine 03 |  | (m^2/s)
| EddAmbT3N16D8 |  | Contribution to the eddy viscosity from ambient turbulence for radial node 16 and downstream distance 08 of turbine 03 |  | (m^2/s)
| EddAmbT3N16D9 |  | Contribution to the eddy viscosity from ambient turbulence for radial node 16 and downstream distance 09 of turbine 03 |  | (m^2/s)
| EddAmbT3N17D1 |  | Contribution to the eddy viscosity from ambient turbulence for radial node 17 and downstream distance 01 of turbine 03 |  | (m^2/s)
| EddAmbT3N17D2 |  | Contribution to the eddy viscosity from ambient turbulence for radial node 17 and downstream distance 02 of turbine 03 |  | (m^2/s)
| EddAmbT3N17D3 |  | Contribution to the eddy viscosity from ambient turbulence for radial node 17 and downstream distance 03 of turbine 03 |  | (m^2/s)
| EddAmbT3N17D4 |  | Contribution to the eddy viscosity from ambient turbulence for radial node 17 and downstream distance 04 of turbine 03 |  | (m^2/s)
| EddAmbT3N17D5 |  | Contribution to the eddy viscosity from ambient turbulence for radial node 17 and downstream distance 05 of turbine 03 |  | (m^2/s)
| EddAmbT3N17D6 |  | Contribution to the eddy viscosity from ambient turbulence for radial node 17 and downstream distance 06 of turbine 03 |  | (m^2/s)
| EddAmbT3N17D7 |  | Contribution to the eddy viscosity from ambient turbulence for radial node 17 and downstream distance 07 of turbine 03 |  | (m^2/s)
| EddAmbT3N17D8 |  | Contribution to the eddy viscosity from ambient turbulence for radial node 17 and downstream distance 08 of turbine 03 |  | (m^2/s)
| EddAmbT3N17D9 |  | Contribution to the eddy viscosity from ambient turbulence for radial node 17 and downstream distance 09 of turbine 03 |  | (m^2/s)
| EddAmbT3N18D1 |  | Contribution to the eddy viscosity from ambient turbulence for radial node 18 and downstream distance 01 of turbine 03 |  | (m^2/s)
| EddAmbT3N18D2 |  | Contribution to the eddy viscosity from ambient turbulence for radial node 18 and downstream distance 02 of turbine 03 |  | (m^2/s)
| EddAmbT3N18D3 |  | Contribution to the eddy viscosity from ambient turbulence for radial node 18 and downstream distance 03 of turbine 03 |  | (m^2/s)
| EddAmbT3N18D4 |  | Contribution to the eddy viscosity from ambient turbulence for radial node 18 and downstream distance 04 of turbine 03 |  | (m^2/s)
| EddAmbT3N18D5 |  | Contribution to the eddy viscosity from ambient turbulence for radial node 18 and downstream distance 05 of turbine 03 |  | (m^2/s)
| EddAmbT3N18D6 |  | Contribution to the eddy viscosity from ambient turbulence for radial node 18 and downstream distance 06 of turbine 03 |  | (m^2/s)
| EddAmbT3N18D7 |  | Contribution to the eddy viscosity from ambient turbulence for radial node 18 and downstream distance 07 of turbine 03 |  | (m^2/s)
| EddAmbT3N18D8 |  | Contribution to the eddy viscosity from ambient turbulence for radial node 18 and downstream distance 08 of turbine 03 |  | (m^2/s)
| EddAmbT3N18D9 |  | Contribution to the eddy viscosity from ambient turbulence for radial node 18 and downstream distance 09 of turbine 03 |  | (m^2/s)
| EddAmbT3N19D1 |  | Contribution to the eddy viscosity from ambient turbulence for radial node 19 and downstream distance 01 of turbine 03 |  | (m^2/s)
| EddAmbT3N19D2 |  | Contribution to the eddy viscosity from ambient turbulence for radial node 19 and downstream distance 02 of turbine 03 |  | (m^2/s)
| EddAmbT3N19D3 |  | Contribution to the eddy viscosity from ambient turbulence for radial node 19 and downstream distance 03 of turbine 03 |  | (m^2/s)
| EddAmbT3N19D4 |  | Contribution to the eddy viscosity from ambient turbulence for radial node 19 and downstream distance 04 of turbine 03 |  | (m^2/s)
| EddAmbT3N19D5 |  | Contribution to the eddy viscosity from ambient turbulence for radial node 19 and downstream distance 05 of turbine 03 |  | (m^2/s)
| EddAmbT3N19D6 |  | Contribution to the eddy viscosity from ambient turbulence for radial node 19 and downstream distance 06 of turbine 03 |  | (m^2/s)
| EddAmbT3N19D7 |  | Contribution to the eddy viscosity from ambient turbulence for radial node 19 and downstream distance 07 of turbine 03 |  | (m^2/s)
| EddAmbT3N19D8 |  | Contribution to the eddy viscosity from ambient turbulence for radial node 19 and downstream distance 08 of turbine 03 |  | (m^2/s)
| EddAmbT3N19D9 |  | Contribution to the eddy viscosity from ambient turbulence for radial node 19 and downstream distance 09 of turbine 03 |  | (m^2/s)
| EddAmbT3N20D1 |  | Contribution to the eddy viscosity from ambient turbulence for radial node 20 and downstream distance 01 of turbine 03 |  | (m^2/s)
| EddAmbT3N20D2 |  | Contribution to the eddy viscosity from ambient turbulence for radial node 20 and downstream distance 02 of turbine 03 |  | (m^2/s)
| EddAmbT3N20D3 |  | Contribution to the eddy viscosity from ambient turbulence for radial node 20 and downstream distance 03 of turbine 03 |  | (m^2/s)
| EddAmbT3N20D4 |  | Contribution to the eddy viscosity from ambient turbulence for radial node 20 and downstream distance 04 of turbine 03 |  | (m^2/s)
| EddAmbT3N20D5 |  | Contribution to the eddy viscosity from ambient turbulence for radial node 20 and downstream distance 05 of turbine 03 |  | (m^2/s)
| EddAmbT3N20D6 |  | Contribution to the eddy viscosity from ambient turbulence for radial node 20 and downstream distance 06 of turbine 03 |  | (m^2/s)
| EddAmbT3N20D7 |  | Contribution to the eddy viscosity from ambient turbulence for radial node 20 and downstream distance 07 of turbine 03 |  | (m^2/s)
| EddAmbT3N20D8 |  | Contribution to the eddy viscosity from ambient turbulence for radial node 20 and downstream distance 08 of turbine 03 |  | (m^2/s)
| EddAmbT3N20D9 |  | Contribution to the eddy viscosity from ambient turbulence for radial node 20 and downstream distance 09 of turbine 03 |  | (m^2/s)
| EddAmbT4N01D1 |  | Contribution to the eddy viscosity from ambient turbulence for radial node 01 and downstream distance 01 of turbine 04 |  | (m^2/s)
| EddAmbT4N01D2 |  | Contribution to the eddy viscosity from ambient turbulence for radial node 01 and downstream distance 02 of turbine 04 |  | (m^2/s)
| EddAmbT4N01D3 |  | Contribution to the eddy viscosity from ambient turbulence for radial node 01 and downstream distance 03 of turbine 04 |  | (m^2/s)
| EddAmbT4N01D4 |  | Contribution to the eddy viscosity from ambient turbulence for radial node 01 and downstream distance 04 of turbine 04 |  | (m^2/s)
| EddAmbT4N01D5 |  | Contribution to the eddy viscosity from ambient turbulence for radial node 01 and downstream distance 05 of turbine 04 |  | (m^2/s)
| EddAmbT4N01D6 |  | Contribution to the eddy viscosity from ambient turbulence for radial node 01 and downstream distance 06 of turbine 04 |  | (m^2/s)
| EddAmbT4N01D7 |  | Contribution to the eddy viscosity from ambient turbulence for radial node 01 and downstream distance 07 of turbine 04 |  | (m^2/s)
| EddAmbT4N01D8 |  | Contribution to the eddy viscosity from ambient turbulence for radial node 01 and downstream distance 08 of turbine 04 |  | (m^2/s)
| EddAmbT4N01D9 |  | Contribution to the eddy viscosity from ambient turbulence for radial node 01 and downstream distance 09 of turbine 04 |  | (m^2/s)
| EddAmbT4N02D1 |  | Contribution to the eddy viscosity from ambient turbulence for radial node 02 and downstream distance 01 of turbine 04 |  | (m^2/s)
| EddAmbT4N02D2 |  | Contribution to the eddy viscosity from ambient turbulence for radial node 02 and downstream distance 02 of turbine 04 |  | (m^2/s)
| EddAmbT4N02D3 |  | Contribution to the eddy viscosity from ambient turbulence for radial node 02 and downstream distance 03 of turbine 04 |  | (m^2/s)
| EddAmbT4N02D4 |  | Contribution to the eddy viscosity from ambient turbulence for radial node 02 and downstream distance 04 of turbine 04 |  | (m^2/s)
| EddAmbT4N02D5 |  | Contribution to the eddy viscosity from ambient turbulence for radial node 02 and downstream distance 05 of turbine 04 |  | (m^2/s)
| EddAmbT4N02D6 |  | Contribution to the eddy viscosity from ambient turbulence for radial node 02 and downstream distance 06 of turbine 04 |  | (m^2/s)
| EddAmbT4N02D7 |  | Contribution to the eddy viscosity from ambient turbulence for radial node 02 and downstream distance 07 of turbine 04 |  | (m^2/s)
| EddAmbT4N02D8 |  | Contribution to the eddy viscosity from ambient turbulence for radial node 02 and downstream distance 08 of turbine 04 |  | (m^2/s)
| EddAmbT4N02D9 |  | Contribution to the eddy viscosity from ambient turbulence for radial node 02 and downstream distance 09 of turbine 04 |  | (m^2/s)
| EddAmbT4N03D1 |  | Contribution to the eddy viscosity from ambient turbulence for radial node 03 and downstream distance 01 of turbine 04 |  | (m^2/s)
| EddAmbT4N03D2 |  | Contribution to the eddy viscosity from ambient turbulence for radial node 03 and downstream distance 02 of turbine 04 |  | (m^2/s)
| EddAmbT4N03D3 |  | Contribution to the eddy viscosity from ambient turbulence for radial node 03 and downstream distance 03 of turbine 04 |  | (m^2/s)
| EddAmbT4N03D4 |  | Contribution to the eddy viscosity from ambient turbulence for radial node 03 and downstream distance 04 of turbine 04 |  | (m^2/s)
| EddAmbT4N03D5 |  | Contribution to the eddy viscosity from ambient turbulence for radial node 03 and downstream distance 05 of turbine 04 |  | (m^2/s)
| EddAmbT4N03D6 |  | Contribution to the eddy viscosity from ambient turbulence for radial node 03 and downstream distance 06 of turbine 04 |  | (m^2/s)
| EddAmbT4N03D7 |  | Contribution to the eddy viscosity from ambient turbulence for radial node 03 and downstream distance 07 of turbine 04 |  | (m^2/s)
| EddAmbT4N03D8 |  | Contribution to the eddy viscosity from ambient turbulence for radial node 03 and downstream distance 08 of turbine 04 |  | (m^2/s)
| EddAmbT4N03D9 |  | Contribution to the eddy viscosity from ambient turbulence for radial node 03 and downstream distance 09 of turbine 04 |  | (m^2/s)
| EddAmbT4N04D1 |  | Contribution to the eddy viscosity from ambient turbulence for radial node 04 and downstream distance 01 of turbine 04 |  | (m^2/s)
| EddAmbT4N04D2 |  | Contribution to the eddy viscosity from ambient turbulence for radial node 04 and downstream distance 02 of turbine 04 |  | (m^2/s)
| EddAmbT4N04D3 |  | Contribution to the eddy viscosity from ambient turbulence for radial node 04 and downstream distance 03 of turbine 04 |  | (m^2/s)
| EddAmbT4N04D4 |  | Contribution to the eddy viscosity from ambient turbulence for radial node 04 and downstream distance 04 of turbine 04 |  | (m^2/s)
| EddAmbT4N04D5 |  | Contribution to the eddy viscosity from ambient turbulence for radial node 04 and downstream distance 05 of turbine 04 |  | (m^2/s)
| EddAmbT4N04D6 |  | Contribution to the eddy viscosity from ambient turbulence for radial node 04 and downstream distance 06 of turbine 04 |  | (m^2/s)
| EddAmbT4N04D7 |  | Contribution to the eddy viscosity from ambient turbulence for radial node 04 and downstream distance 07 of turbine 04 |  | (m^2/s)
| EddAmbT4N04D8 |  | Contribution to the eddy viscosity from ambient turbulence for radial node 04 and downstream distance 08 of turbine 04 |  | (m^2/s)
| EddAmbT4N04D9 |  | Contribution to the eddy viscosity from ambient turbulence for radial node 04 and downstream distance 09 of turbine 04 |  | (m^2/s)
| EddAmbT4N05D1 |  | Contribution to the eddy viscosity from ambient turbulence for radial node 05 and downstream distance 01 of turbine 04 |  | (m^2/s)
| EddAmbT4N05D2 |  | Contribution to the eddy viscosity from ambient turbulence for radial node 05 and downstream distance 02 of turbine 04 |  | (m^2/s)
| EddAmbT4N05D3 |  | Contribution to the eddy viscosity from ambient turbulence for radial node 05 and downstream distance 03 of turbine 04 |  | (m^2/s)
| EddAmbT4N05D4 |  | Contribution to the eddy viscosity from ambient turbulence for radial node 05 and downstream distance 04 of turbine 04 |  | (m^2/s)
| EddAmbT4N05D5 |  | Contribution to the eddy viscosity from ambient turbulence for radial node 05 and downstream distance 05 of turbine 04 |  | (m^2/s)
| EddAmbT4N05D6 |  | Contribution to the eddy viscosity from ambient turbulence for radial node 05 and downstream distance 06 of turbine 04 |  | (m^2/s)
| EddAmbT4N05D7 |  | Contribution to the eddy viscosity from ambient turbulence for radial node 05 and downstream distance 07 of turbine 04 |  | (m^2/s)
| EddAmbT4N05D8 |  | Contribution to the eddy viscosity from ambient turbulence for radial node 05 and downstream distance 08 of turbine 04 |  | (m^2/s)
| EddAmbT4N05D9 |  | Contribution to the eddy viscosity from ambient turbulence for radial node 05 and downstream distance 09 of turbine 04 |  | (m^2/s)
| EddAmbT4N06D1 |  | Contribution to the eddy viscosity from ambient turbulence for radial node 06 and downstream distance 01 of turbine 04 |  | (m^2/s)
| EddAmbT4N06D2 |  | Contribution to the eddy viscosity from ambient turbulence for radial node 06 and downstream distance 02 of turbine 04 |  | (m^2/s)
| EddAmbT4N06D3 |  | Contribution to the eddy viscosity from ambient turbulence for radial node 06 and downstream distance 03 of turbine 04 |  | (m^2/s)
| EddAmbT4N06D4 |  | Contribution to the eddy viscosity from ambient turbulence for radial node 06 and downstream distance 04 of turbine 04 |  | (m^2/s)
| EddAmbT4N06D5 |  | Contribution to the eddy viscosity from ambient turbulence for radial node 06 and downstream distance 05 of turbine 04 |  | (m^2/s)
| EddAmbT4N06D6 |  | Contribution to the eddy viscosity from ambient turbulence for radial node 06 and downstream distance 06 of turbine 04 |  | (m^2/s)
| EddAmbT4N06D7 |  | Contribution to the eddy viscosity from ambient turbulence for radial node 06 and downstream distance 07 of turbine 04 |  | (m^2/s)
| EddAmbT4N06D8 |  | Contribution to the eddy viscosity from ambient turbulence for radial node 06 and downstream distance 08 of turbine 04 |  | (m^2/s)
| EddAmbT4N06D9 |  | Contribution to the eddy viscosity from ambient turbulence for radial node 06 and downstream distance 09 of turbine 04 |  | (m^2/s)
| EddAmbT4N07D1 |  | Contribution to the eddy viscosity from ambient turbulence for radial node 07 and downstream distance 01 of turbine 04 |  | (m^2/s)
| EddAmbT4N07D2 |  | Contribution to the eddy viscosity from ambient turbulence for radial node 07 and downstream distance 02 of turbine 04 |  | (m^2/s)
| EddAmbT4N07D3 |  | Contribution to the eddy viscosity from ambient turbulence for radial node 07 and downstream distance 03 of turbine 04 |  | (m^2/s)
| EddAmbT4N07D4 |  | Contribution to the eddy viscosity from ambient turbulence for radial node 07 and downstream distance 04 of turbine 04 |  | (m^2/s)
| EddAmbT4N07D5 |  | Contribution to the eddy viscosity from ambient turbulence for radial node 07 and downstream distance 05 of turbine 04 |  | (m^2/s)
| EddAmbT4N07D6 |  | Contribution to the eddy viscosity from ambient turbulence for radial node 07 and downstream distance 06 of turbine 04 |  | (m^2/s)
| EddAmbT4N07D7 |  | Contribution to the eddy viscosity from ambient turbulence for radial node 07 and downstream distance 07 of turbine 04 |  | (m^2/s)
| EddAmbT4N07D8 |  | Contribution to the eddy viscosity from ambient turbulence for radial node 07 and downstream distance 08 of turbine 04 |  | (m^2/s)
| EddAmbT4N07D9 |  | Contribution to the eddy viscosity from ambient turbulence for radial node 07 and downstream distance 09 of turbine 04 |  | (m^2/s)
| EddAmbT4N08D1 |  | Contribution to the eddy viscosity from ambient turbulence for radial node 08 and downstream distance 01 of turbine 04 |  | (m^2/s)
| EddAmbT4N08D2 |  | Contribution to the eddy viscosity from ambient turbulence for radial node 08 and downstream distance 02 of turbine 04 |  | (m^2/s)
| EddAmbT4N08D3 |  | Contribution to the eddy viscosity from ambient turbulence for radial node 08 and downstream distance 03 of turbine 04 |  | (m^2/s)
| EddAmbT4N08D4 |  | Contribution to the eddy viscosity from ambient turbulence for radial node 08 and downstream distance 04 of turbine 04 |  | (m^2/s)
| EddAmbT4N08D5 |  | Contribution to the eddy viscosity from ambient turbulence for radial node 08 and downstream distance 05 of turbine 04 |  | (m^2/s)
| EddAmbT4N08D6 |  | Contribution to the eddy viscosity from ambient turbulence for radial node 08 and downstream distance 06 of turbine 04 |  | (m^2/s)
| EddAmbT4N08D7 |  | Contribution to the eddy viscosity from ambient turbulence for radial node 08 and downstream distance 07 of turbine 04 |  | (m^2/s)
| EddAmbT4N08D8 |  | Contribution to the eddy viscosity from ambient turbulence for radial node 08 and downstream distance 08 of turbine 04 |  | (m^2/s)
| EddAmbT4N08D9 |  | Contribution to the eddy viscosity from ambient turbulence for radial node 08 and downstream distance 09 of turbine 04 |  | (m^2/s)
| EddAmbT4N09D1 |  | Contribution to the eddy viscosity from ambient turbulence for radial node 09 and downstream distance 01 of turbine 04 |  | (m^2/s)
| EddAmbT4N09D2 |  | Contribution to the eddy viscosity from ambient turbulence for radial node 09 and downstream distance 02 of turbine 04 |  | (m^2/s)
| EddAmbT4N09D3 |  | Contribution to the eddy viscosity from ambient turbulence for radial node 09 and downstream distance 03 of turbine 04 |  | (m^2/s)
| EddAmbT4N09D4 |  | Contribution to the eddy viscosity from ambient turbulence for radial node 09 and downstream distance 04 of turbine 04 |  | (m^2/s)
| EddAmbT4N09D5 |  | Contribution to the eddy viscosity from ambient turbulence for radial node 09 and downstream distance 05 of turbine 04 |  | (m^2/s)
| EddAmbT4N09D6 |  | Contribution to the eddy viscosity from ambient turbulence for radial node 09 and downstream distance 06 of turbine 04 |  | (m^2/s)
| EddAmbT4N09D7 |  | Contribution to the eddy viscosity from ambient turbulence for radial node 09 and downstream distance 07 of turbine 04 |  | (m^2/s)
| EddAmbT4N09D8 |  | Contribution to the eddy viscosity from ambient turbulence for radial node 09 and downstream distance 08 of turbine 04 |  | (m^2/s)
| EddAmbT4N09D9 |  | Contribution to the eddy viscosity from ambient turbulence for radial node 09 and downstream distance 09 of turbine 04 |  | (m^2/s)
| EddAmbT4N10D1 |  | Contribution to the eddy viscosity from ambient turbulence for radial node 10 and downstream distance 01 of turbine 04 |  | (m^2/s)
| EddAmbT4N10D2 |  | Contribution to the eddy viscosity from ambient turbulence for radial node 10 and downstream distance 02 of turbine 04 |  | (m^2/s)
| EddAmbT4N10D3 |  | Contribution to the eddy viscosity from ambient turbulence for radial node 10 and downstream distance 03 of turbine 04 |  | (m^2/s)
| EddAmbT4N10D4 |  | Contribution to the eddy viscosity from ambient turbulence for radial node 10 and downstream distance 04 of turbine 04 |  | (m^2/s)
| EddAmbT4N10D5 |  | Contribution to the eddy viscosity from ambient turbulence for radial node 10 and downstream distance 05 of turbine 04 |  | (m^2/s)
| EddAmbT4N10D6 |  | Contribution to the eddy viscosity from ambient turbulence for radial node 10 and downstream distance 06 of turbine 04 |  | (m^2/s)
| EddAmbT4N10D7 |  | Contribution to the eddy viscosity from ambient turbulence for radial node 10 and downstream distance 07 of turbine 04 |  | (m^2/s)
| EddAmbT4N10D8 |  | Contribution to the eddy viscosity from ambient turbulence for radial node 10 and downstream distance 08 of turbine 04 |  | (m^2/s)
| EddAmbT4N10D9 |  | Contribution to the eddy viscosity from ambient turbulence for radial node 10 and downstream distance 09 of turbine 04 |  | (m^2/s)
| EddAmbT4N11D1 |  | Contribution to the eddy viscosity from ambient turbulence for radial node 11 and downstream distance 01 of turbine 04 |  | (m^2/s)
| EddAmbT4N11D2 |  | Contribution to the eddy viscosity from ambient turbulence for radial node 11 and downstream distance 02 of turbine 04 |  | (m^2/s)
| EddAmbT4N11D3 |  | Contribution to the eddy viscosity from ambient turbulence for radial node 11 and downstream distance 03 of turbine 04 |  | (m^2/s)
| EddAmbT4N11D4 |  | Contribution to the eddy viscosity from ambient turbulence for radial node 11 and downstream distance 04 of turbine 04 |  | (m^2/s)
| EddAmbT4N11D5 |  | Contribution to the eddy viscosity from ambient turbulence for radial node 11 and downstream distance 05 of turbine 04 |  | (m^2/s)
| EddAmbT4N11D6 |  | Contribution to the eddy viscosity from ambient turbulence for radial node 11 and downstream distance 06 of turbine 04 |  | (m^2/s)
| EddAmbT4N11D7 |  | Contribution to the eddy viscosity from ambient turbulence for radial node 11 and downstream distance 07 of turbine 04 |  | (m^2/s)
| EddAmbT4N11D8 |  | Contribution to the eddy viscosity from ambient turbulence for radial node 11 and downstream distance 08 of turbine 04 |  | (m^2/s)
| EddAmbT4N11D9 |  | Contribution to the eddy viscosity from ambient turbulence for radial node 11 and downstream distance 09 of turbine 04 |  | (m^2/s)
| EddAmbT4N12D1 |  | Contribution to the eddy viscosity from ambient turbulence for radial node 12 and downstream distance 01 of turbine 04 |  | (m^2/s)
| EddAmbT4N12D2 |  | Contribution to the eddy viscosity from ambient turbulence for radial node 12 and downstream distance 02 of turbine 04 |  | (m^2/s)
| EddAmbT4N12D3 |  | Contribution to the eddy viscosity from ambient turbulence for radial node 12 and downstream distance 03 of turbine 04 |  | (m^2/s)
| EddAmbT4N12D4 |  | Contribution to the eddy viscosity from ambient turbulence for radial node 12 and downstream distance 04 of turbine 04 |  | (m^2/s)
| EddAmbT4N12D5 |  | Contribution to the eddy viscosity from ambient turbulence for radial node 12 and downstream distance 05 of turbine 04 |  | (m^2/s)
| EddAmbT4N12D6 |  | Contribution to the eddy viscosity from ambient turbulence for radial node 12 and downstream distance 06 of turbine 04 |  | (m^2/s)
| EddAmbT4N12D7 |  | Contribution to the eddy viscosity from ambient turbulence for radial node 12 and downstream distance 07 of turbine 04 |  | (m^2/s)
| EddAmbT4N12D8 |  | Contribution to the eddy viscosity from ambient turbulence for radial node 12 and downstream distance 08 of turbine 04 |  | (m^2/s)
| EddAmbT4N12D9 |  | Contribution to the eddy viscosity from ambient turbulence for radial node 12 and downstream distance 09 of turbine 04 |  | (m^2/s)
| EddAmbT4N13D1 |  | Contribution to the eddy viscosity from ambient turbulence for radial node 13 and downstream distance 01 of turbine 04 |  | (m^2/s)
| EddAmbT4N13D2 |  | Contribution to the eddy viscosity from ambient turbulence for radial node 13 and downstream distance 02 of turbine 04 |  | (m^2/s)
| EddAmbT4N13D3 |  | Contribution to the eddy viscosity from ambient turbulence for radial node 13 and downstream distance 03 of turbine 04 |  | (m^2/s)
| EddAmbT4N13D4 |  | Contribution to the eddy viscosity from ambient turbulence for radial node 13 and downstream distance 04 of turbine 04 |  | (m^2/s)
| EddAmbT4N13D5 |  | Contribution to the eddy viscosity from ambient turbulence for radial node 13 and downstream distance 05 of turbine 04 |  | (m^2/s)
| EddAmbT4N13D6 |  | Contribution to the eddy viscosity from ambient turbulence for radial node 13 and downstream distance 06 of turbine 04 |  | (m^2/s)
| EddAmbT4N13D7 |  | Contribution to the eddy viscosity from ambient turbulence for radial node 13 and downstream distance 07 of turbine 04 |  | (m^2/s)
| EddAmbT4N13D8 |  | Contribution to the eddy viscosity from ambient turbulence for radial node 13 and downstream distance 08 of turbine 04 |  | (m^2/s)
| EddAmbT4N13D9 |  | Contribution to the eddy viscosity from ambient turbulence for radial node 13 and downstream distance 09 of turbine 04 |  | (m^2/s)
| EddAmbT4N14D1 |  | Contribution to the eddy viscosity from ambient turbulence for radial node 14 and downstream distance 01 of turbine 04 |  | (m^2/s)
| EddAmbT4N14D2 |  | Contribution to the eddy viscosity from ambient turbulence for radial node 14 and downstream distance 02 of turbine 04 |  | (m^2/s)
| EddAmbT4N14D3 |  | Contribution to the eddy viscosity from ambient turbulence for radial node 14 and downstream distance 03 of turbine 04 |  | (m^2/s)
| EddAmbT4N14D4 |  | Contribution to the eddy viscosity from ambient turbulence for radial node 14 and downstream distance 04 of turbine 04 |  | (m^2/s)
| EddAmbT4N14D5 |  | Contribution to the eddy viscosity from ambient turbulence for radial node 14 and downstream distance 05 of turbine 04 |  | (m^2/s)
| EddAmbT4N14D6 |  | Contribution to the eddy viscosity from ambient turbulence for radial node 14 and downstream distance 06 of turbine 04 |  | (m^2/s)
| EddAmbT4N14D7 |  | Contribution to the eddy viscosity from ambient turbulence for radial node 14 and downstream distance 07 of turbine 04 |  | (m^2/s)
| EddAmbT4N14D8 |  | Contribution to the eddy viscosity from ambient turbulence for radial node 14 and downstream distance 08 of turbine 04 |  | (m^2/s)
| EddAmbT4N14D9 |  | Contribution to the eddy viscosity from ambient turbulence for radial node 14 and downstream distance 09 of turbine 04 |  | (m^2/s)
| EddAmbT4N15D1 |  | Contribution to the eddy viscosity from ambient turbulence for radial node 15 and downstream distance 01 of turbine 04 |  | (m^2/s)
| EddAmbT4N15D2 |  | Contribution to the eddy viscosity from ambient turbulence for radial node 15 and downstream distance 02 of turbine 04 |  | (m^2/s)
| EddAmbT4N15D3 |  | Contribution to the eddy viscosity from ambient turbulence for radial node 15 and downstream distance 03 of turbine 04 |  | (m^2/s)
| EddAmbT4N15D4 |  | Contribution to the eddy viscosity from ambient turbulence for radial node 15 and downstream distance 04 of turbine 04 |  | (m^2/s)
| EddAmbT4N15D5 |  | Contribution to the eddy viscosity from ambient turbulence for radial node 15 and downstream distance 05 of turbine 04 |  | (m^2/s)
| EddAmbT4N15D6 |  | Contribution to the eddy viscosity from ambient turbulence for radial node 15 and downstream distance 06 of turbine 04 |  | (m^2/s)
| EddAmbT4N15D7 |  | Contribution to the eddy viscosity from ambient turbulence for radial node 15 and downstream distance 07 of turbine 04 |  | (m^2/s)
| EddAmbT4N15D8 |  | Contribution to the eddy viscosity from ambient turbulence for radial node 15 and downstream distance 08 of turbine 04 |  | (m^2/s)
| EddAmbT4N15D9 |  | Contribution to the eddy viscosity from ambient turbulence for radial node 15 and downstream distance 09 of turbine 04 |  | (m^2/s)
| EddAmbT4N16D1 |  | Contribution to the eddy viscosity from ambient turbulence for radial node 16 and downstream distance 01 of turbine 04 |  | (m^2/s)
| EddAmbT4N16D2 |  | Contribution to the eddy viscosity from ambient turbulence for radial node 16 and downstream distance 02 of turbine 04 |  | (m^2/s)
| EddAmbT4N16D3 |  | Contribution to the eddy viscosity from ambient turbulence for radial node 16 and downstream distance 03 of turbine 04 |  | (m^2/s)
| EddAmbT4N16D4 |  | Contribution to the eddy viscosity from ambient turbulence for radial node 16 and downstream distance 04 of turbine 04 |  | (m^2/s)
| EddAmbT4N16D5 |  | Contribution to the eddy viscosity from ambient turbulence for radial node 16 and downstream distance 05 of turbine 04 |  | (m^2/s)
| EddAmbT4N16D6 |  | Contribution to the eddy viscosity from ambient turbulence for radial node 16 and downstream distance 06 of turbine 04 |  | (m^2/s)
| EddAmbT4N16D7 |  | Contribution to the eddy viscosity from ambient turbulence for radial node 16 and downstream distance 07 of turbine 04 |  | (m^2/s)
| EddAmbT4N16D8 |  | Contribution to the eddy viscosity from ambient turbulence for radial node 16 and downstream distance 08 of turbine 04 |  | (m^2/s)
| EddAmbT4N16D9 |  | Contribution to the eddy viscosity from ambient turbulence for radial node 16 and downstream distance 09 of turbine 04 |  | (m^2/s)
| EddAmbT4N17D1 |  | Contribution to the eddy viscosity from ambient turbulence for radial node 17 and downstream distance 01 of turbine 04 |  | (m^2/s)
| EddAmbT4N17D2 |  | Contribution to the eddy viscosity from ambient turbulence for radial node 17 and downstream distance 02 of turbine 04 |  | (m^2/s)
| EddAmbT4N17D3 |  | Contribution to the eddy viscosity from ambient turbulence for radial node 17 and downstream distance 03 of turbine 04 |  | (m^2/s)
| EddAmbT4N17D4 |  | Contribution to the eddy viscosity from ambient turbulence for radial node 17 and downstream distance 04 of turbine 04 |  | (m^2/s)
| EddAmbT4N17D5 |  | Contribution to the eddy viscosity from ambient turbulence for radial node 17 and downstream distance 05 of turbine 04 |  | (m^2/s)
| EddAmbT4N17D6 |  | Contribution to the eddy viscosity from ambient turbulence for radial node 17 and downstream distance 06 of turbine 04 |  | (m^2/s)
| EddAmbT4N17D7 |  | Contribution to the eddy viscosity from ambient turbulence for radial node 17 and downstream distance 07 of turbine 04 |  | (m^2/s)
| EddAmbT4N17D8 |  | Contribution to the eddy viscosity from ambient turbulence for radial node 17 and downstream distance 08 of turbine 04 |  | (m^2/s)
| EddAmbT4N17D9 |  | Contribution to the eddy viscosity from ambient turbulence for radial node 17 and downstream distance 09 of turbine 04 |  | (m^2/s)
| EddAmbT4N18D1 |  | Contribution to the eddy viscosity from ambient turbulence for radial node 18 and downstream distance 01 of turbine 04 |  | (m^2/s)
| EddAmbT4N18D2 |  | Contribution to the eddy viscosity from ambient turbulence for radial node 18 and downstream distance 02 of turbine 04 |  | (m^2/s)
| EddAmbT4N18D3 |  | Contribution to the eddy viscosity from ambient turbulence for radial node 18 and downstream distance 03 of turbine 04 |  | (m^2/s)
| EddAmbT4N18D4 |  | Contribution to the eddy viscosity from ambient turbulence for radial node 18 and downstream distance 04 of turbine 04 |  | (m^2/s)
| EddAmbT4N18D5 |  | Contribution to the eddy viscosity from ambient turbulence for radial node 18 and downstream distance 05 of turbine 04 |  | (m^2/s)
| EddAmbT4N18D6 |  | Contribution to the eddy viscosity from ambient turbulence for radial node 18 and downstream distance 06 of turbine 04 |  | (m^2/s)
| EddAmbT4N18D7 |  | Contribution to the eddy viscosity from ambient turbulence for radial node 18 and downstream distance 07 of turbine 04 |  | (m^2/s)
| EddAmbT4N18D8 |  | Contribution to the eddy viscosity from ambient turbulence for radial node 18 and downstream distance 08 of turbine 04 |  | (m^2/s)
| EddAmbT4N18D9 |  | Contribution to the eddy viscosity from ambient turbulence for radial node 18 and downstream distance 09 of turbine 04 |  | (m^2/s)
| EddAmbT4N19D1 |  | Contribution to the eddy viscosity from ambient turbulence for radial node 19 and downstream distance 01 of turbine 04 |  | (m^2/s)
| EddAmbT4N19D2 |  | Contribution to the eddy viscosity from ambient turbulence for radial node 19 and downstream distance 02 of turbine 04 |  | (m^2/s)
| EddAmbT4N19D3 |  | Contribution to the eddy viscosity from ambient turbulence for radial node 19 and downstream distance 03 of turbine 04 |  | (m^2/s)
| EddAmbT4N19D4 |  | Contribution to the eddy viscosity from ambient turbulence for radial node 19 and downstream distance 04 of turbine 04 |  | (m^2/s)
| EddAmbT4N19D5 |  | Contribution to the eddy viscosity from ambient turbulence for radial node 19 and downstream distance 05 of turbine 04 |  | (m^2/s)
| EddAmbT4N19D6 |  | Contribution to the eddy viscosity from ambient turbulence for radial node 19 and downstream distance 06 of turbine 04 |  | (m^2/s)
| EddAmbT4N19D7 |  | Contribution to the eddy viscosity from ambient turbulence for radial node 19 and downstream distance 07 of turbine 04 |  | (m^2/s)
| EddAmbT4N19D8 |  | Contribution to the eddy viscosity from ambient turbulence for radial node 19 and downstream distance 08 of turbine 04 |  | (m^2/s)
| EddAmbT4N19D9 |  | Contribution to the eddy viscosity from ambient turbulence for radial node 19 and downstream distance 09 of turbine 04 |  | (m^2/s)
| EddAmbT4N20D1 |  | Contribution to the eddy viscosity from ambient turbulence for radial node 20 and downstream distance 01 of turbine 04 |  | (m^2/s)
| EddAmbT4N20D2 |  | Contribution to the eddy viscosity from ambient turbulence for radial node 20 and downstream distance 02 of turbine 04 |  | (m^2/s)
| EddAmbT4N20D3 |  | Contribution to the eddy viscosity from ambient turbulence for radial node 20 and downstream distance 03 of turbine 04 |  | (m^2/s)
| EddAmbT4N20D4 |  | Contribution to the eddy viscosity from ambient turbulence for radial node 20 and downstream distance 04 of turbine 04 |  | (m^2/s)
| EddAmbT4N20D5 |  | Contribution to the eddy viscosity from ambient turbulence for radial node 20 and downstream distance 05 of turbine 04 |  | (m^2/s)
| EddAmbT4N20D6 |  | Contribution to the eddy viscosity from ambient turbulence for radial node 20 and downstream distance 06 of turbine 04 |  | (m^2/s)
| EddAmbT4N20D7 |  | Contribution to the eddy viscosity from ambient turbulence for radial node 20 and downstream distance 07 of turbine 04 |  | (m^2/s)
| EddAmbT4N20D8 |  | Contribution to the eddy viscosity from ambient turbulence for radial node 20 and downstream distance 08 of turbine 04 |  | (m^2/s)
| EddAmbT4N20D9 |  | Contribution to the eddy viscosity from ambient turbulence for radial node 20 and downstream distance 09 of turbine 04 |  | (m^2/s)
| EddAmbT5N01D1 |  | Contribution to the eddy viscosity from ambient turbulence for radial node 01 and downstream distance 01 of turbine 05 |  | (m^2/s)
| EddAmbT5N01D2 |  | Contribution to the eddy viscosity from ambient turbulence for radial node 01 and downstream distance 02 of turbine 05 |  | (m^2/s)
| EddAmbT5N01D3 |  | Contribution to the eddy viscosity from ambient turbulence for radial node 01 and downstream distance 03 of turbine 05 |  | (m^2/s)
| EddAmbT5N01D4 |  | Contribution to the eddy viscosity from ambient turbulence for radial node 01 and downstream distance 04 of turbine 05 |  | (m^2/s)
| EddAmbT5N01D5 |  | Contribution to the eddy viscosity from ambient turbulence for radial node 01 and downstream distance 05 of turbine 05 |  | (m^2/s)
| EddAmbT5N01D6 |  | Contribution to the eddy viscosity from ambient turbulence for radial node 01 and downstream distance 06 of turbine 05 |  | (m^2/s)
| EddAmbT5N01D7 |  | Contribution to the eddy viscosity from ambient turbulence for radial node 01 and downstream distance 07 of turbine 05 |  | (m^2/s)
| EddAmbT5N01D8 |  | Contribution to the eddy viscosity from ambient turbulence for radial node 01 and downstream distance 08 of turbine 05 |  | (m^2/s)
| EddAmbT5N01D9 |  | Contribution to the eddy viscosity from ambient turbulence for radial node 01 and downstream distance 09 of turbine 05 |  | (m^2/s)
| EddAmbT5N02D1 |  | Contribution to the eddy viscosity from ambient turbulence for radial node 02 and downstream distance 01 of turbine 05 |  | (m^2/s)
| EddAmbT5N02D2 |  | Contribution to the eddy viscosity from ambient turbulence for radial node 02 and downstream distance 02 of turbine 05 |  | (m^2/s)
| EddAmbT5N02D3 |  | Contribution to the eddy viscosity from ambient turbulence for radial node 02 and downstream distance 03 of turbine 05 |  | (m^2/s)
| EddAmbT5N02D4 |  | Contribution to the eddy viscosity from ambient turbulence for radial node 02 and downstream distance 04 of turbine 05 |  | (m^2/s)
| EddAmbT5N02D5 |  | Contribution to the eddy viscosity from ambient turbulence for radial node 02 and downstream distance 05 of turbine 05 |  | (m^2/s)
| EddAmbT5N02D6 |  | Contribution to the eddy viscosity from ambient turbulence for radial node 02 and downstream distance 06 of turbine 05 |  | (m^2/s)
| EddAmbT5N02D7 |  | Contribution to the eddy viscosity from ambient turbulence for radial node 02 and downstream distance 07 of turbine 05 |  | (m^2/s)
| EddAmbT5N02D8 |  | Contribution to the eddy viscosity from ambient turbulence for radial node 02 and downstream distance 08 of turbine 05 |  | (m^2/s)
| EddAmbT5N02D9 |  | Contribution to the eddy viscosity from ambient turbulence for radial node 02 and downstream distance 09 of turbine 05 |  | (m^2/s)
| EddAmbT5N03D1 |  | Contribution to the eddy viscosity from ambient turbulence for radial node 03 and downstream distance 01 of turbine 05 |  | (m^2/s)
| EddAmbT5N03D2 |  | Contribution to the eddy viscosity from ambient turbulence for radial node 03 and downstream distance 02 of turbine 05 |  | (m^2/s)
| EddAmbT5N03D3 |  | Contribution to the eddy viscosity from ambient turbulence for radial node 03 and downstream distance 03 of turbine 05 |  | (m^2/s)
| EddAmbT5N03D4 |  | Contribution to the eddy viscosity from ambient turbulence for radial node 03 and downstream distance 04 of turbine 05 |  | (m^2/s)
| EddAmbT5N03D5 |  | Contribution to the eddy viscosity from ambient turbulence for radial node 03 and downstream distance 05 of turbine 05 |  | (m^2/s)
| EddAmbT5N03D6 |  | Contribution to the eddy viscosity from ambient turbulence for radial node 03 and downstream distance 06 of turbine 05 |  | (m^2/s)
| EddAmbT5N03D7 |  | Contribution to the eddy viscosity from ambient turbulence for radial node 03 and downstream distance 07 of turbine 05 |  | (m^2/s)
| EddAmbT5N03D8 |  | Contribution to the eddy viscosity from ambient turbulence for radial node 03 and downstream distance 08 of turbine 05 |  | (m^2/s)
| EddAmbT5N03D9 |  | Contribution to the eddy viscosity from ambient turbulence for radial node 03 and downstream distance 09 of turbine 05 |  | (m^2/s)
| EddAmbT5N04D1 |  | Contribution to the eddy viscosity from ambient turbulence for radial node 04 and downstream distance 01 of turbine 05 |  | (m^2/s)
| EddAmbT5N04D2 |  | Contribution to the eddy viscosity from ambient turbulence for radial node 04 and downstream distance 02 of turbine 05 |  | (m^2/s)
| EddAmbT5N04D3 |  | Contribution to the eddy viscosity from ambient turbulence for radial node 04 and downstream distance 03 of turbine 05 |  | (m^2/s)
| EddAmbT5N04D4 |  | Contribution to the eddy viscosity from ambient turbulence for radial node 04 and downstream distance 04 of turbine 05 |  | (m^2/s)
| EddAmbT5N04D5 |  | Contribution to the eddy viscosity from ambient turbulence for radial node 04 and downstream distance 05 of turbine 05 |  | (m^2/s)
| EddAmbT5N04D6 |  | Contribution to the eddy viscosity from ambient turbulence for radial node 04 and downstream distance 06 of turbine 05 |  | (m^2/s)
| EddAmbT5N04D7 |  | Contribution to the eddy viscosity from ambient turbulence for radial node 04 and downstream distance 07 of turbine 05 |  | (m^2/s)
| EddAmbT5N04D8 |  | Contribution to the eddy viscosity from ambient turbulence for radial node 04 and downstream distance 08 of turbine 05 |  | (m^2/s)
| EddAmbT5N04D9 |  | Contribution to the eddy viscosity from ambient turbulence for radial node 04 and downstream distance 09 of turbine 05 |  | (m^2/s)
| EddAmbT5N05D1 |  | Contribution to the eddy viscosity from ambient turbulence for radial node 05 and downstream distance 01 of turbine 05 |  | (m^2/s)
| EddAmbT5N05D2 |  | Contribution to the eddy viscosity from ambient turbulence for radial node 05 and downstream distance 02 of turbine 05 |  | (m^2/s)
| EddAmbT5N05D3 |  | Contribution to the eddy viscosity from ambient turbulence for radial node 05 and downstream distance 03 of turbine 05 |  | (m^2/s)
| EddAmbT5N05D4 |  | Contribution to the eddy viscosity from ambient turbulence for radial node 05 and downstream distance 04 of turbine 05 |  | (m^2/s)
| EddAmbT5N05D5 |  | Contribution to the eddy viscosity from ambient turbulence for radial node 05 and downstream distance 05 of turbine 05 |  | (m^2/s)
| EddAmbT5N05D6 |  | Contribution to the eddy viscosity from ambient turbulence for radial node 05 and downstream distance 06 of turbine 05 |  | (m^2/s)
| EddAmbT5N05D7 |  | Contribution to the eddy viscosity from ambient turbulence for radial node 05 and downstream distance 07 of turbine 05 |  | (m^2/s)
| EddAmbT5N05D8 |  | Contribution to the eddy viscosity from ambient turbulence for radial node 05 and downstream distance 08 of turbine 05 |  | (m^2/s)
| EddAmbT5N05D9 |  | Contribution to the eddy viscosity from ambient turbulence for radial node 05 and downstream distance 09 of turbine 05 |  | (m^2/s)
| EddAmbT5N06D1 |  | Contribution to the eddy viscosity from ambient turbulence for radial node 06 and downstream distance 01 of turbine 05 |  | (m^2/s)
| EddAmbT5N06D2 |  | Contribution to the eddy viscosity from ambient turbulence for radial node 06 and downstream distance 02 of turbine 05 |  | (m^2/s)
| EddAmbT5N06D3 |  | Contribution to the eddy viscosity from ambient turbulence for radial node 06 and downstream distance 03 of turbine 05 |  | (m^2/s)
| EddAmbT5N06D4 |  | Contribution to the eddy viscosity from ambient turbulence for radial node 06 and downstream distance 04 of turbine 05 |  | (m^2/s)
| EddAmbT5N06D5 |  | Contribution to the eddy viscosity from ambient turbulence for radial node 06 and downstream distance 05 of turbine 05 |  | (m^2/s)
| EddAmbT5N06D6 |  | Contribution to the eddy viscosity from ambient turbulence for radial node 06 and downstream distance 06 of turbine 05 |  | (m^2/s)
| EddAmbT5N06D7 |  | Contribution to the eddy viscosity from ambient turbulence for radial node 06 and downstream distance 07 of turbine 05 |  | (m^2/s)
| EddAmbT5N06D8 |  | Contribution to the eddy viscosity from ambient turbulence for radial node 06 and downstream distance 08 of turbine 05 |  | (m^2/s)
| EddAmbT5N06D9 |  | Contribution to the eddy viscosity from ambient turbulence for radial node 06 and downstream distance 09 of turbine 05 |  | (m^2/s)
| EddAmbT5N07D1 |  | Contribution to the eddy viscosity from ambient turbulence for radial node 07 and downstream distance 01 of turbine 05 |  | (m^2/s)
| EddAmbT5N07D2 |  | Contribution to the eddy viscosity from ambient turbulence for radial node 07 and downstream distance 02 of turbine 05 |  | (m^2/s)
| EddAmbT5N07D3 |  | Contribution to the eddy viscosity from ambient turbulence for radial node 07 and downstream distance 03 of turbine 05 |  | (m^2/s)
| EddAmbT5N07D4 |  | Contribution to the eddy viscosity from ambient turbulence for radial node 07 and downstream distance 04 of turbine 05 |  | (m^2/s)
| EddAmbT5N07D5 |  | Contribution to the eddy viscosity from ambient turbulence for radial node 07 and downstream distance 05 of turbine 05 |  | (m^2/s)
| EddAmbT5N07D6 |  | Contribution to the eddy viscosity from ambient turbulence for radial node 07 and downstream distance 06 of turbine 05 |  | (m^2/s)
| EddAmbT5N07D7 |  | Contribution to the eddy viscosity from ambient turbulence for radial node 07 and downstream distance 07 of turbine 05 |  | (m^2/s)
| EddAmbT5N07D8 |  | Contribution to the eddy viscosity from ambient turbulence for radial node 07 and downstream distance 08 of turbine 05 |  | (m^2/s)
| EddAmbT5N07D9 |  | Contribution to the eddy viscosity from ambient turbulence for radial node 07 and downstream distance 09 of turbine 05 |  | (m^2/s)
| EddAmbT5N08D1 |  | Contribution to the eddy viscosity from ambient turbulence for radial node 08 and downstream distance 01 of turbine 05 |  | (m^2/s)
| EddAmbT5N08D2 |  | Contribution to the eddy viscosity from ambient turbulence for radial node 08 and downstream distance 02 of turbine 05 |  | (m^2/s)
| EddAmbT5N08D3 |  | Contribution to the eddy viscosity from ambient turbulence for radial node 08 and downstream distance 03 of turbine 05 |  | (m^2/s)
| EddAmbT5N08D4 |  | Contribution to the eddy viscosity from ambient turbulence for radial node 08 and downstream distance 04 of turbine 05 |  | (m^2/s)
| EddAmbT5N08D5 |  | Contribution to the eddy viscosity from ambient turbulence for radial node 08 and downstream distance 05 of turbine 05 |  | (m^2/s)
| EddAmbT5N08D6 |  | Contribution to the eddy viscosity from ambient turbulence for radial node 08 and downstream distance 06 of turbine 05 |  | (m^2/s)
| EddAmbT5N08D7 |  | Contribution to the eddy viscosity from ambient turbulence for radial node 08 and downstream distance 07 of turbine 05 |  | (m^2/s)
| EddAmbT5N08D8 |  | Contribution to the eddy viscosity from ambient turbulence for radial node 08 and downstream distance 08 of turbine 05 |  | (m^2/s)
| EddAmbT5N08D9 |  | Contribution to the eddy viscosity from ambient turbulence for radial node 08 and downstream distance 09 of turbine 05 |  | (m^2/s)
| EddAmbT5N09D1 |  | Contribution to the eddy viscosity from ambient turbulence for radial node 09 and downstream distance 01 of turbine 05 |  | (m^2/s)
| EddAmbT5N09D2 |  | Contribution to the eddy viscosity from ambient turbulence for radial node 09 and downstream distance 02 of turbine 05 |  | (m^2/s)
| EddAmbT5N09D3 |  | Contribution to the eddy viscosity from ambient turbulence for radial node 09 and downstream distance 03 of turbine 05 |  | (m^2/s)
| EddAmbT5N09D4 |  | Contribution to the eddy viscosity from ambient turbulence for radial node 09 and downstream distance 04 of turbine 05 |  | (m^2/s)
| EddAmbT5N09D5 |  | Contribution to the eddy viscosity from ambient turbulence for radial node 09 and downstream distance 05 of turbine 05 |  | (m^2/s)
| EddAmbT5N09D6 |  | Contribution to the eddy viscosity from ambient turbulence for radial node 09 and downstream distance 06 of turbine 05 |  | (m^2/s)
| EddAmbT5N09D7 |  | Contribution to the eddy viscosity from ambient turbulence for radial node 09 and downstream distance 07 of turbine 05 |  | (m^2/s)
| EddAmbT5N09D8 |  | Contribution to the eddy viscosity from ambient turbulence for radial node 09 and downstream distance 08 of turbine 05 |  | (m^2/s)
| EddAmbT5N09D9 |  | Contribution to the eddy viscosity from ambient turbulence for radial node 09 and downstream distance 09 of turbine 05 |  | (m^2/s)
| EddAmbT5N10D1 |  | Contribution to the eddy viscosity from ambient turbulence for radial node 10 and downstream distance 01 of turbine 05 |  | (m^2/s)
| EddAmbT5N10D2 |  | Contribution to the eddy viscosity from ambient turbulence for radial node 10 and downstream distance 02 of turbine 05 |  | (m^2/s)
| EddAmbT5N10D3 |  | Contribution to the eddy viscosity from ambient turbulence for radial node 10 and downstream distance 03 of turbine 05 |  | (m^2/s)
| EddAmbT5N10D4 |  | Contribution to the eddy viscosity from ambient turbulence for radial node 10 and downstream distance 04 of turbine 05 |  | (m^2/s)
| EddAmbT5N10D5 |  | Contribution to the eddy viscosity from ambient turbulence for radial node 10 and downstream distance 05 of turbine 05 |  | (m^2/s)
| EddAmbT5N10D6 |  | Contribution to the eddy viscosity from ambient turbulence for radial node 10 and downstream distance 06 of turbine 05 |  | (m^2/s)
| EddAmbT5N10D7 |  | Contribution to the eddy viscosity from ambient turbulence for radial node 10 and downstream distance 07 of turbine 05 |  | (m^2/s)
| EddAmbT5N10D8 |  | Contribution to the eddy viscosity from ambient turbulence for radial node 10 and downstream distance 08 of turbine 05 |  | (m^2/s)
| EddAmbT5N10D9 |  | Contribution to the eddy viscosity from ambient turbulence for radial node 10 and downstream distance 09 of turbine 05 |  | (m^2/s)
| EddAmbT5N11D1 |  | Contribution to the eddy viscosity from ambient turbulence for radial node 11 and downstream distance 01 of turbine 05 |  | (m^2/s)
| EddAmbT5N11D2 |  | Contribution to the eddy viscosity from ambient turbulence for radial node 11 and downstream distance 02 of turbine 05 |  | (m^2/s)
| EddAmbT5N11D3 |  | Contribution to the eddy viscosity from ambient turbulence for radial node 11 and downstream distance 03 of turbine 05 |  | (m^2/s)
| EddAmbT5N11D4 |  | Contribution to the eddy viscosity from ambient turbulence for radial node 11 and downstream distance 04 of turbine 05 |  | (m^2/s)
| EddAmbT5N11D5 |  | Contribution to the eddy viscosity from ambient turbulence for radial node 11 and downstream distance 05 of turbine 05 |  | (m^2/s)
| EddAmbT5N11D6 |  | Contribution to the eddy viscosity from ambient turbulence for radial node 11 and downstream distance 06 of turbine 05 |  | (m^2/s)
| EddAmbT5N11D7 |  | Contribution to the eddy viscosity from ambient turbulence for radial node 11 and downstream distance 07 of turbine 05 |  | (m^2/s)
| EddAmbT5N11D8 |  | Contribution to the eddy viscosity from ambient turbulence for radial node 11 and downstream distance 08 of turbine 05 |  | (m^2/s)
| EddAmbT5N11D9 |  | Contribution to the eddy viscosity from ambient turbulence for radial node 11 and downstream distance 09 of turbine 05 |  | (m^2/s)
| EddAmbT5N12D1 |  | Contribution to the eddy viscosity from ambient turbulence for radial node 12 and downstream distance 01 of turbine 05 |  | (m^2/s)
| EddAmbT5N12D2 |  | Contribution to the eddy viscosity from ambient turbulence for radial node 12 and downstream distance 02 of turbine 05 |  | (m^2/s)
| EddAmbT5N12D3 |  | Contribution to the eddy viscosity from ambient turbulence for radial node 12 and downstream distance 03 of turbine 05 |  | (m^2/s)
| EddAmbT5N12D4 |  | Contribution to the eddy viscosity from ambient turbulence for radial node 12 and downstream distance 04 of turbine 05 |  | (m^2/s)
| EddAmbT5N12D5 |  | Contribution to the eddy viscosity from ambient turbulence for radial node 12 and downstream distance 05 of turbine 05 |  | (m^2/s)
| EddAmbT5N12D6 |  | Contribution to the eddy viscosity from ambient turbulence for radial node 12 and downstream distance 06 of turbine 05 |  | (m^2/s)
| EddAmbT5N12D7 |  | Contribution to the eddy viscosity from ambient turbulence for radial node 12 and downstream distance 07 of turbine 05 |  | (m^2/s)
| EddAmbT5N12D8 |  | Contribution to the eddy viscosity from ambient turbulence for radial node 12 and downstream distance 08 of turbine 05 |  | (m^2/s)
| EddAmbT5N12D9 |  | Contribution to the eddy viscosity from ambient turbulence for radial node 12 and downstream distance 09 of turbine 05 |  | (m^2/s)
| EddAmbT5N13D1 |  | Contribution to the eddy viscosity from ambient turbulence for radial node 13 and downstream distance 01 of turbine 05 |  | (m^2/s)
| EddAmbT5N13D2 |  | Contribution to the eddy viscosity from ambient turbulence for radial node 13 and downstream distance 02 of turbine 05 |  | (m^2/s)
| EddAmbT5N13D3 |  | Contribution to the eddy viscosity from ambient turbulence for radial node 13 and downstream distance 03 of turbine 05 |  | (m^2/s)
| EddAmbT5N13D4 |  | Contribution to the eddy viscosity from ambient turbulence for radial node 13 and downstream distance 04 of turbine 05 |  | (m^2/s)
| EddAmbT5N13D5 |  | Contribution to the eddy viscosity from ambient turbulence for radial node 13 and downstream distance 05 of turbine 05 |  | (m^2/s)
| EddAmbT5N13D6 |  | Contribution to the eddy viscosity from ambient turbulence for radial node 13 and downstream distance 06 of turbine 05 |  | (m^2/s)
| EddAmbT5N13D7 |  | Contribution to the eddy viscosity from ambient turbulence for radial node 13 and downstream distance 07 of turbine 05 |  | (m^2/s)
| EddAmbT5N13D8 |  | Contribution to the eddy viscosity from ambient turbulence for radial node 13 and downstream distance 08 of turbine 05 |  | (m^2/s)
| EddAmbT5N13D9 |  | Contribution to the eddy viscosity from ambient turbulence for radial node 13 and downstream distance 09 of turbine 05 |  | (m^2/s)
| EddAmbT5N14D1 |  | Contribution to the eddy viscosity from ambient turbulence for radial node 14 and downstream distance 01 of turbine 05 |  | (m^2/s)
| EddAmbT5N14D2 |  | Contribution to the eddy viscosity from ambient turbulence for radial node 14 and downstream distance 02 of turbine 05 |  | (m^2/s)
| EddAmbT5N14D3 |  | Contribution to the eddy viscosity from ambient turbulence for radial node 14 and downstream distance 03 of turbine 05 |  | (m^2/s)
| EddAmbT5N14D4 |  | Contribution to the eddy viscosity from ambient turbulence for radial node 14 and downstream distance 04 of turbine 05 |  | (m^2/s)
| EddAmbT5N14D5 |  | Contribution to the eddy viscosity from ambient turbulence for radial node 14 and downstream distance 05 of turbine 05 |  | (m^2/s)
| EddAmbT5N14D6 |  | Contribution to the eddy viscosity from ambient turbulence for radial node 14 and downstream distance 06 of turbine 05 |  | (m^2/s)
| EddAmbT5N14D7 |  | Contribution to the eddy viscosity from ambient turbulence for radial node 14 and downstream distance 07 of turbine 05 |  | (m^2/s)
| EddAmbT5N14D8 |  | Contribution to the eddy viscosity from ambient turbulence for radial node 14 and downstream distance 08 of turbine 05 |  | (m^2/s)
| EddAmbT5N14D9 |  | Contribution to the eddy viscosity from ambient turbulence for radial node 14 and downstream distance 09 of turbine 05 |  | (m^2/s)
| EddAmbT5N15D1 |  | Contribution to the eddy viscosity from ambient turbulence for radial node 15 and downstream distance 01 of turbine 05 |  | (m^2/s)
| EddAmbT5N15D2 |  | Contribution to the eddy viscosity from ambient turbulence for radial node 15 and downstream distance 02 of turbine 05 |  | (m^2/s)
| EddAmbT5N15D3 |  | Contribution to the eddy viscosity from ambient turbulence for radial node 15 and downstream distance 03 of turbine 05 |  | (m^2/s)
| EddAmbT5N15D4 |  | Contribution to the eddy viscosity from ambient turbulence for radial node 15 and downstream distance 04 of turbine 05 |  | (m^2/s)
| EddAmbT5N15D5 |  | Contribution to the eddy viscosity from ambient turbulence for radial node 15 and downstream distance 05 of turbine 05 |  | (m^2/s)
| EddAmbT5N15D6 |  | Contribution to the eddy viscosity from ambient turbulence for radial node 15 and downstream distance 06 of turbine 05 |  | (m^2/s)
| EddAmbT5N15D7 |  | Contribution to the eddy viscosity from ambient turbulence for radial node 15 and downstream distance 07 of turbine 05 |  | (m^2/s)
| EddAmbT5N15D8 |  | Contribution to the eddy viscosity from ambient turbulence for radial node 15 and downstream distance 08 of turbine 05 |  | (m^2/s)
| EddAmbT5N15D9 |  | Contribution to the eddy viscosity from ambient turbulence for radial node 15 and downstream distance 09 of turbine 05 |  | (m^2/s)
| EddAmbT5N16D1 |  | Contribution to the eddy viscosity from ambient turbulence for radial node 16 and downstream distance 01 of turbine 05 |  | (m^2/s)
| EddAmbT5N16D2 |  | Contribution to the eddy viscosity from ambient turbulence for radial node 16 and downstream distance 02 of turbine 05 |  | (m^2/s)
| EddAmbT5N16D3 |  | Contribution to the eddy viscosity from ambient turbulence for radial node 16 and downstream distance 03 of turbine 05 |  | (m^2/s)
| EddAmbT5N16D4 |  | Contribution to the eddy viscosity from ambient turbulence for radial node 16 and downstream distance 04 of turbine 05 |  | (m^2/s)
| EddAmbT5N16D5 |  | Contribution to the eddy viscosity from ambient turbulence for radial node 16 and downstream distance 05 of turbine 05 |  | (m^2/s)
| EddAmbT5N16D6 |  | Contribution to the eddy viscosity from ambient turbulence for radial node 16 and downstream distance 06 of turbine 05 |  | (m^2/s)
| EddAmbT5N16D7 |  | Contribution to the eddy viscosity from ambient turbulence for radial node 16 and downstream distance 07 of turbine 05 |  | (m^2/s)
| EddAmbT5N16D8 |  | Contribution to the eddy viscosity from ambient turbulence for radial node 16 and downstream distance 08 of turbine 05 |  | (m^2/s)
| EddAmbT5N16D9 |  | Contribution to the eddy viscosity from ambient turbulence for radial node 16 and downstream distance 09 of turbine 05 |  | (m^2/s)
| EddAmbT5N17D1 |  | Contribution to the eddy viscosity from ambient turbulence for radial node 17 and downstream distance 01 of turbine 05 |  | (m^2/s)
| EddAmbT5N17D2 |  | Contribution to the eddy viscosity from ambient turbulence for radial node 17 and downstream distance 02 of turbine 05 |  | (m^2/s)
| EddAmbT5N17D3 |  | Contribution to the eddy viscosity from ambient turbulence for radial node 17 and downstream distance 03 of turbine 05 |  | (m^2/s)
| EddAmbT5N17D4 |  | Contribution to the eddy viscosity from ambient turbulence for radial node 17 and downstream distance 04 of turbine 05 |  | (m^2/s)
| EddAmbT5N17D5 |  | Contribution to the eddy viscosity from ambient turbulence for radial node 17 and downstream distance 05 of turbine 05 |  | (m^2/s)
| EddAmbT5N17D6 |  | Contribution to the eddy viscosity from ambient turbulence for radial node 17 and downstream distance 06 of turbine 05 |  | (m^2/s)
| EddAmbT5N17D7 |  | Contribution to the eddy viscosity from ambient turbulence for radial node 17 and downstream distance 07 of turbine 05 |  | (m^2/s)
| EddAmbT5N17D8 |  | Contribution to the eddy viscosity from ambient turbulence for radial node 17 and downstream distance 08 of turbine 05 |  | (m^2/s)
| EddAmbT5N17D9 |  | Contribution to the eddy viscosity from ambient turbulence for radial node 17 and downstream distance 09 of turbine 05 |  | (m^2/s)
| EddAmbT5N18D1 |  | Contribution to the eddy viscosity from ambient turbulence for radial node 18 and downstream distance 01 of turbine 05 |  | (m^2/s)
| EddAmbT5N18D2 |  | Contribution to the eddy viscosity from ambient turbulence for radial node 18 and downstream distance 02 of turbine 05 |  | (m^2/s)
| EddAmbT5N18D3 |  | Contribution to the eddy viscosity from ambient turbulence for radial node 18 and downstream distance 03 of turbine 05 |  | (m^2/s)
| EddAmbT5N18D4 |  | Contribution to the eddy viscosity from ambient turbulence for radial node 18 and downstream distance 04 of turbine 05 |  | (m^2/s)
| EddAmbT5N18D5 |  | Contribution to the eddy viscosity from ambient turbulence for radial node 18 and downstream distance 05 of turbine 05 |  | (m^2/s)
| EddAmbT5N18D6 |  | Contribution to the eddy viscosity from ambient turbulence for radial node 18 and downstream distance 06 of turbine 05 |  | (m^2/s)
| EddAmbT5N18D7 |  | Contribution to the eddy viscosity from ambient turbulence for radial node 18 and downstream distance 07 of turbine 05 |  | (m^2/s)
| EddAmbT5N18D8 |  | Contribution to the eddy viscosity from ambient turbulence for radial node 18 and downstream distance 08 of turbine 05 |  | (m^2/s)
| EddAmbT5N18D9 |  | Contribution to the eddy viscosity from ambient turbulence for radial node 18 and downstream distance 09 of turbine 05 |  | (m^2/s)
| EddAmbT5N19D1 |  | Contribution to the eddy viscosity from ambient turbulence for radial node 19 and downstream distance 01 of turbine 05 |  | (m^2/s)
| EddAmbT5N19D2 |  | Contribution to the eddy viscosity from ambient turbulence for radial node 19 and downstream distance 02 of turbine 05 |  | (m^2/s)
| EddAmbT5N19D3 |  | Contribution to the eddy viscosity from ambient turbulence for radial node 19 and downstream distance 03 of turbine 05 |  | (m^2/s)
| EddAmbT5N19D4 |  | Contribution to the eddy viscosity from ambient turbulence for radial node 19 and downstream distance 04 of turbine 05 |  | (m^2/s)
| EddAmbT5N19D5 |  | Contribution to the eddy viscosity from ambient turbulence for radial node 19 and downstream distance 05 of turbine 05 |  | (m^2/s)
| EddAmbT5N19D6 |  | Contribution to the eddy viscosity from ambient turbulence for radial node 19 and downstream distance 06 of turbine 05 |  | (m^2/s)
| EddAmbT5N19D7 |  | Contribution to the eddy viscosity from ambient turbulence for radial node 19 and downstream distance 07 of turbine 05 |  | (m^2/s)
| EddAmbT5N19D8 |  | Contribution to the eddy viscosity from ambient turbulence for radial node 19 and downstream distance 08 of turbine 05 |  | (m^2/s)
| EddAmbT5N19D9 |  | Contribution to the eddy viscosity from ambient turbulence for radial node 19 and downstream distance 09 of turbine 05 |  | (m^2/s)
| EddAmbT5N20D1 |  | Contribution to the eddy viscosity from ambient turbulence for radial node 20 and downstream distance 01 of turbine 05 |  | (m^2/s)
| EddAmbT5N20D2 |  | Contribution to the eddy viscosity from ambient turbulence for radial node 20 and downstream distance 02 of turbine 05 |  | (m^2/s)
| EddAmbT5N20D3 |  | Contribution to the eddy viscosity from ambient turbulence for radial node 20 and downstream distance 03 of turbine 05 |  | (m^2/s)
| EddAmbT5N20D4 |  | Contribution to the eddy viscosity from ambient turbulence for radial node 20 and downstream distance 04 of turbine 05 |  | (m^2/s)
| EddAmbT5N20D5 |  | Contribution to the eddy viscosity from ambient turbulence for radial node 20 and downstream distance 05 of turbine 05 |  | (m^2/s)
| EddAmbT5N20D6 |  | Contribution to the eddy viscosity from ambient turbulence for radial node 20 and downstream distance 06 of turbine 05 |  | (m^2/s)
| EddAmbT5N20D7 |  | Contribution to the eddy viscosity from ambient turbulence for radial node 20 and downstream distance 07 of turbine 05 |  | (m^2/s)
| EddAmbT5N20D8 |  | Contribution to the eddy viscosity from ambient turbulence for radial node 20 and downstream distance 08 of turbine 05 |  | (m^2/s)
| EddAmbT5N20D9 |  | Contribution to the eddy viscosity from ambient turbulence for radial node 20 and downstream distance 09 of turbine 05 |  | (m^2/s)
| EddAmbT6N01D1 |  | Contribution to the eddy viscosity from ambient turbulence for radial node 01 and downstream distance 01 of turbine 06 |  | (m^2/s)
| EddAmbT6N01D2 |  | Contribution to the eddy viscosity from ambient turbulence for radial node 01 and downstream distance 02 of turbine 06 |  | (m^2/s)
| EddAmbT6N01D3 |  | Contribution to the eddy viscosity from ambient turbulence for radial node 01 and downstream distance 03 of turbine 06 |  | (m^2/s)
| EddAmbT6N01D4 |  | Contribution to the eddy viscosity from ambient turbulence for radial node 01 and downstream distance 04 of turbine 06 |  | (m^2/s)
| EddAmbT6N01D5 |  | Contribution to the eddy viscosity from ambient turbulence for radial node 01 and downstream distance 05 of turbine 06 |  | (m^2/s)
| EddAmbT6N01D6 |  | Contribution to the eddy viscosity from ambient turbulence for radial node 01 and downstream distance 06 of turbine 06 |  | (m^2/s)
| EddAmbT6N01D7 |  | Contribution to the eddy viscosity from ambient turbulence for radial node 01 and downstream distance 07 of turbine 06 |  | (m^2/s)
| EddAmbT6N01D8 |  | Contribution to the eddy viscosity from ambient turbulence for radial node 01 and downstream distance 08 of turbine 06 |  | (m^2/s)
| EddAmbT6N01D9 |  | Contribution to the eddy viscosity from ambient turbulence for radial node 01 and downstream distance 09 of turbine 06 |  | (m^2/s)
| EddAmbT6N02D1 |  | Contribution to the eddy viscosity from ambient turbulence for radial node 02 and downstream distance 01 of turbine 06 |  | (m^2/s)
| EddAmbT6N02D2 |  | Contribution to the eddy viscosity from ambient turbulence for radial node 02 and downstream distance 02 of turbine 06 |  | (m^2/s)
| EddAmbT6N02D3 |  | Contribution to the eddy viscosity from ambient turbulence for radial node 02 and downstream distance 03 of turbine 06 |  | (m^2/s)
| EddAmbT6N02D4 |  | Contribution to the eddy viscosity from ambient turbulence for radial node 02 and downstream distance 04 of turbine 06 |  | (m^2/s)
| EddAmbT6N02D5 |  | Contribution to the eddy viscosity from ambient turbulence for radial node 02 and downstream distance 05 of turbine 06 |  | (m^2/s)
| EddAmbT6N02D6 |  | Contribution to the eddy viscosity from ambient turbulence for radial node 02 and downstream distance 06 of turbine 06 |  | (m^2/s)
| EddAmbT6N02D7 |  | Contribution to the eddy viscosity from ambient turbulence for radial node 02 and downstream distance 07 of turbine 06 |  | (m^2/s)
| EddAmbT6N02D8 |  | Contribution to the eddy viscosity from ambient turbulence for radial node 02 and downstream distance 08 of turbine 06 |  | (m^2/s)
| EddAmbT6N02D9 |  | Contribution to the eddy viscosity from ambient turbulence for radial node 02 and downstream distance 09 of turbine 06 |  | (m^2/s)
| EddAmbT6N03D1 |  | Contribution to the eddy viscosity from ambient turbulence for radial node 03 and downstream distance 01 of turbine 06 |  | (m^2/s)
| EddAmbT6N03D2 |  | Contribution to the eddy viscosity from ambient turbulence for radial node 03 and downstream distance 02 of turbine 06 |  | (m^2/s)
| EddAmbT6N03D3 |  | Contribution to the eddy viscosity from ambient turbulence for radial node 03 and downstream distance 03 of turbine 06 |  | (m^2/s)
| EddAmbT6N03D4 |  | Contribution to the eddy viscosity from ambient turbulence for radial node 03 and downstream distance 04 of turbine 06 |  | (m^2/s)
| EddAmbT6N03D5 |  | Contribution to the eddy viscosity from ambient turbulence for radial node 03 and downstream distance 05 of turbine 06 |  | (m^2/s)
| EddAmbT6N03D6 |  | Contribution to the eddy viscosity from ambient turbulence for radial node 03 and downstream distance 06 of turbine 06 |  | (m^2/s)
| EddAmbT6N03D7 |  | Contribution to the eddy viscosity from ambient turbulence for radial node 03 and downstream distance 07 of turbine 06 |  | (m^2/s)
| EddAmbT6N03D8 |  | Contribution to the eddy viscosity from ambient turbulence for radial node 03 and downstream distance 08 of turbine 06 |  | (m^2/s)
| EddAmbT6N03D9 |  | Contribution to the eddy viscosity from ambient turbulence for radial node 03 and downstream distance 09 of turbine 06 |  | (m^2/s)
| EddAmbT6N04D1 |  | Contribution to the eddy viscosity from ambient turbulence for radial node 04 and downstream distance 01 of turbine 06 |  | (m^2/s)
| EddAmbT6N04D2 |  | Contribution to the eddy viscosity from ambient turbulence for radial node 04 and downstream distance 02 of turbine 06 |  | (m^2/s)
| EddAmbT6N04D3 |  | Contribution to the eddy viscosity from ambient turbulence for radial node 04 and downstream distance 03 of turbine 06 |  | (m^2/s)
| EddAmbT6N04D4 |  | Contribution to the eddy viscosity from ambient turbulence for radial node 04 and downstream distance 04 of turbine 06 |  | (m^2/s)
| EddAmbT6N04D5 |  | Contribution to the eddy viscosity from ambient turbulence for radial node 04 and downstream distance 05 of turbine 06 |  | (m^2/s)
| EddAmbT6N04D6 |  | Contribution to the eddy viscosity from ambient turbulence for radial node 04 and downstream distance 06 of turbine 06 |  | (m^2/s)
| EddAmbT6N04D7 |  | Contribution to the eddy viscosity from ambient turbulence for radial node 04 and downstream distance 07 of turbine 06 |  | (m^2/s)
| EddAmbT6N04D8 |  | Contribution to the eddy viscosity from ambient turbulence for radial node 04 and downstream distance 08 of turbine 06 |  | (m^2/s)
| EddAmbT6N04D9 |  | Contribution to the eddy viscosity from ambient turbulence for radial node 04 and downstream distance 09 of turbine 06 |  | (m^2/s)
| EddAmbT6N05D1 |  | Contribution to the eddy viscosity from ambient turbulence for radial node 05 and downstream distance 01 of turbine 06 |  | (m^2/s)
| EddAmbT6N05D2 |  | Contribution to the eddy viscosity from ambient turbulence for radial node 05 and downstream distance 02 of turbine 06 |  | (m^2/s)
| EddAmbT6N05D3 |  | Contribution to the eddy viscosity from ambient turbulence for radial node 05 and downstream distance 03 of turbine 06 |  | (m^2/s)
| EddAmbT6N05D4 |  | Contribution to the eddy viscosity from ambient turbulence for radial node 05 and downstream distance 04 of turbine 06 |  | (m^2/s)
| EddAmbT6N05D5 |  | Contribution to the eddy viscosity from ambient turbulence for radial node 05 and downstream distance 05 of turbine 06 |  | (m^2/s)
| EddAmbT6N05D6 |  | Contribution to the eddy viscosity from ambient turbulence for radial node 05 and downstream distance 06 of turbine 06 |  | (m^2/s)
| EddAmbT6N05D7 |  | Contribution to the eddy viscosity from ambient turbulence for radial node 05 and downstream distance 07 of turbine 06 |  | (m^2/s)
| EddAmbT6N05D8 |  | Contribution to the eddy viscosity from ambient turbulence for radial node 05 and downstream distance 08 of turbine 06 |  | (m^2/s)
| EddAmbT6N05D9 |  | Contribution to the eddy viscosity from ambient turbulence for radial node 05 and downstream distance 09 of turbine 06 |  | (m^2/s)
| EddAmbT6N06D1 |  | Contribution to the eddy viscosity from ambient turbulence for radial node 06 and downstream distance 01 of turbine 06 |  | (m^2/s)
| EddAmbT6N06D2 |  | Contribution to the eddy viscosity from ambient turbulence for radial node 06 and downstream distance 02 of turbine 06 |  | (m^2/s)
| EddAmbT6N06D3 |  | Contribution to the eddy viscosity from ambient turbulence for radial node 06 and downstream distance 03 of turbine 06 |  | (m^2/s)
| EddAmbT6N06D4 |  | Contribution to the eddy viscosity from ambient turbulence for radial node 06 and downstream distance 04 of turbine 06 |  | (m^2/s)
| EddAmbT6N06D5 |  | Contribution to the eddy viscosity from ambient turbulence for radial node 06 and downstream distance 05 of turbine 06 |  | (m^2/s)
| EddAmbT6N06D6 |  | Contribution to the eddy viscosity from ambient turbulence for radial node 06 and downstream distance 06 of turbine 06 |  | (m^2/s)
| EddAmbT6N06D7 |  | Contribution to the eddy viscosity from ambient turbulence for radial node 06 and downstream distance 07 of turbine 06 |  | (m^2/s)
| EddAmbT6N06D8 |  | Contribution to the eddy viscosity from ambient turbulence for radial node 06 and downstream distance 08 of turbine 06 |  | (m^2/s)
| EddAmbT6N06D9 |  | Contribution to the eddy viscosity from ambient turbulence for radial node 06 and downstream distance 09 of turbine 06 |  | (m^2/s)
| EddAmbT6N07D1 |  | Contribution to the eddy viscosity from ambient turbulence for radial node 07 and downstream distance 01 of turbine 06 |  | (m^2/s)
| EddAmbT6N07D2 |  | Contribution to the eddy viscosity from ambient turbulence for radial node 07 and downstream distance 02 of turbine 06 |  | (m^2/s)
| EddAmbT6N07D3 |  | Contribution to the eddy viscosity from ambient turbulence for radial node 07 and downstream distance 03 of turbine 06 |  | (m^2/s)
| EddAmbT6N07D4 |  | Contribution to the eddy viscosity from ambient turbulence for radial node 07 and downstream distance 04 of turbine 06 |  | (m^2/s)
| EddAmbT6N07D5 |  | Contribution to the eddy viscosity from ambient turbulence for radial node 07 and downstream distance 05 of turbine 06 |  | (m^2/s)
| EddAmbT6N07D6 |  | Contribution to the eddy viscosity from ambient turbulence for radial node 07 and downstream distance 06 of turbine 06 |  | (m^2/s)
| EddAmbT6N07D7 |  | Contribution to the eddy viscosity from ambient turbulence for radial node 07 and downstream distance 07 of turbine 06 |  | (m^2/s)
| EddAmbT6N07D8 |  | Contribution to the eddy viscosity from ambient turbulence for radial node 07 and downstream distance 08 of turbine 06 |  | (m^2/s)
| EddAmbT6N07D9 |  | Contribution to the eddy viscosity from ambient turbulence for radial node 07 and downstream distance 09 of turbine 06 |  | (m^2/s)
| EddAmbT6N08D1 |  | Contribution to the eddy viscosity from ambient turbulence for radial node 08 and downstream distance 01 of turbine 06 |  | (m^2/s)
| EddAmbT6N08D2 |  | Contribution to the eddy viscosity from ambient turbulence for radial node 08 and downstream distance 02 of turbine 06 |  | (m^2/s)
| EddAmbT6N08D3 |  | Contribution to the eddy viscosity from ambient turbulence for radial node 08 and downstream distance 03 of turbine 06 |  | (m^2/s)
| EddAmbT6N08D4 |  | Contribution to the eddy viscosity from ambient turbulence for radial node 08 and downstream distance 04 of turbine 06 |  | (m^2/s)
| EddAmbT6N08D5 |  | Contribution to the eddy viscosity from ambient turbulence for radial node 08 and downstream distance 05 of turbine 06 |  | (m^2/s)
| EddAmbT6N08D6 |  | Contribution to the eddy viscosity from ambient turbulence for radial node 08 and downstream distance 06 of turbine 06 |  | (m^2/s)
| EddAmbT6N08D7 |  | Contribution to the eddy viscosity from ambient turbulence for radial node 08 and downstream distance 07 of turbine 06 |  | (m^2/s)
| EddAmbT6N08D8 |  | Contribution to the eddy viscosity from ambient turbulence for radial node 08 and downstream distance 08 of turbine 06 |  | (m^2/s)
| EddAmbT6N08D9 |  | Contribution to the eddy viscosity from ambient turbulence for radial node 08 and downstream distance 09 of turbine 06 |  | (m^2/s)
| EddAmbT6N09D1 |  | Contribution to the eddy viscosity from ambient turbulence for radial node 09 and downstream distance 01 of turbine 06 |  | (m^2/s)
| EddAmbT6N09D2 |  | Contribution to the eddy viscosity from ambient turbulence for radial node 09 and downstream distance 02 of turbine 06 |  | (m^2/s)
| EddAmbT6N09D3 |  | Contribution to the eddy viscosity from ambient turbulence for radial node 09 and downstream distance 03 of turbine 06 |  | (m^2/s)
| EddAmbT6N09D4 |  | Contribution to the eddy viscosity from ambient turbulence for radial node 09 and downstream distance 04 of turbine 06 |  | (m^2/s)
| EddAmbT6N09D5 |  | Contribution to the eddy viscosity from ambient turbulence for radial node 09 and downstream distance 05 of turbine 06 |  | (m^2/s)
| EddAmbT6N09D6 |  | Contribution to the eddy viscosity from ambient turbulence for radial node 09 and downstream distance 06 of turbine 06 |  | (m^2/s)
| EddAmbT6N09D7 |  | Contribution to the eddy viscosity from ambient turbulence for radial node 09 and downstream distance 07 of turbine 06 |  | (m^2/s)
| EddAmbT6N09D8 |  | Contribution to the eddy viscosity from ambient turbulence for radial node 09 and downstream distance 08 of turbine 06 |  | (m^2/s)
| EddAmbT6N09D9 |  | Contribution to the eddy viscosity from ambient turbulence for radial node 09 and downstream distance 09 of turbine 06 |  | (m^2/s)
| EddAmbT6N10D1 |  | Contribution to the eddy viscosity from ambient turbulence for radial node 10 and downstream distance 01 of turbine 06 |  | (m^2/s)
| EddAmbT6N10D2 |  | Contribution to the eddy viscosity from ambient turbulence for radial node 10 and downstream distance 02 of turbine 06 |  | (m^2/s)
| EddAmbT6N10D3 |  | Contribution to the eddy viscosity from ambient turbulence for radial node 10 and downstream distance 03 of turbine 06 |  | (m^2/s)
| EddAmbT6N10D4 |  | Contribution to the eddy viscosity from ambient turbulence for radial node 10 and downstream distance 04 of turbine 06 |  | (m^2/s)
| EddAmbT6N10D5 |  | Contribution to the eddy viscosity from ambient turbulence for radial node 10 and downstream distance 05 of turbine 06 |  | (m^2/s)
| EddAmbT6N10D6 |  | Contribution to the eddy viscosity from ambient turbulence for radial node 10 and downstream distance 06 of turbine 06 |  | (m^2/s)
| EddAmbT6N10D7 |  | Contribution to the eddy viscosity from ambient turbulence for radial node 10 and downstream distance 07 of turbine 06 |  | (m^2/s)
| EddAmbT6N10D8 |  | Contribution to the eddy viscosity from ambient turbulence for radial node 10 and downstream distance 08 of turbine 06 |  | (m^2/s)
| EddAmbT6N10D9 |  | Contribution to the eddy viscosity from ambient turbulence for radial node 10 and downstream distance 09 of turbine 06 |  | (m^2/s)
| EddAmbT6N11D1 |  | Contribution to the eddy viscosity from ambient turbulence for radial node 11 and downstream distance 01 of turbine 06 |  | (m^2/s)
| EddAmbT6N11D2 |  | Contribution to the eddy viscosity from ambient turbulence for radial node 11 and downstream distance 02 of turbine 06 |  | (m^2/s)
| EddAmbT6N11D3 |  | Contribution to the eddy viscosity from ambient turbulence for radial node 11 and downstream distance 03 of turbine 06 |  | (m^2/s)
| EddAmbT6N11D4 |  | Contribution to the eddy viscosity from ambient turbulence for radial node 11 and downstream distance 04 of turbine 06 |  | (m^2/s)
| EddAmbT6N11D5 |  | Contribution to the eddy viscosity from ambient turbulence for radial node 11 and downstream distance 05 of turbine 06 |  | (m^2/s)
| EddAmbT6N11D6 |  | Contribution to the eddy viscosity from ambient turbulence for radial node 11 and downstream distance 06 of turbine 06 |  | (m^2/s)
| EddAmbT6N11D7 |  | Contribution to the eddy viscosity from ambient turbulence for radial node 11 and downstream distance 07 of turbine 06 |  | (m^2/s)
| EddAmbT6N11D8 |  | Contribution to the eddy viscosity from ambient turbulence for radial node 11 and downstream distance 08 of turbine 06 |  | (m^2/s)
| EddAmbT6N11D9 |  | Contribution to the eddy viscosity from ambient turbulence for radial node 11 and downstream distance 09 of turbine 06 |  | (m^2/s)
| EddAmbT6N12D1 |  | Contribution to the eddy viscosity from ambient turbulence for radial node 12 and downstream distance 01 of turbine 06 |  | (m^2/s)
| EddAmbT6N12D2 |  | Contribution to the eddy viscosity from ambient turbulence for radial node 12 and downstream distance 02 of turbine 06 |  | (m^2/s)
| EddAmbT6N12D3 |  | Contribution to the eddy viscosity from ambient turbulence for radial node 12 and downstream distance 03 of turbine 06 |  | (m^2/s)
| EddAmbT6N12D4 |  | Contribution to the eddy viscosity from ambient turbulence for radial node 12 and downstream distance 04 of turbine 06 |  | (m^2/s)
| EddAmbT6N12D5 |  | Contribution to the eddy viscosity from ambient turbulence for radial node 12 and downstream distance 05 of turbine 06 |  | (m^2/s)
| EddAmbT6N12D6 |  | Contribution to the eddy viscosity from ambient turbulence for radial node 12 and downstream distance 06 of turbine 06 |  | (m^2/s)
| EddAmbT6N12D7 |  | Contribution to the eddy viscosity from ambient turbulence for radial node 12 and downstream distance 07 of turbine 06 |  | (m^2/s)
| EddAmbT6N12D8 |  | Contribution to the eddy viscosity from ambient turbulence for radial node 12 and downstream distance 08 of turbine 06 |  | (m^2/s)
| EddAmbT6N12D9 |  | Contribution to the eddy viscosity from ambient turbulence for radial node 12 and downstream distance 09 of turbine 06 |  | (m^2/s)
| EddAmbT6N13D1 |  | Contribution to the eddy viscosity from ambient turbulence for radial node 13 and downstream distance 01 of turbine 06 |  | (m^2/s)
| EddAmbT6N13D2 |  | Contribution to the eddy viscosity from ambient turbulence for radial node 13 and downstream distance 02 of turbine 06 |  | (m^2/s)
| EddAmbT6N13D3 |  | Contribution to the eddy viscosity from ambient turbulence for radial node 13 and downstream distance 03 of turbine 06 |  | (m^2/s)
| EddAmbT6N13D4 |  | Contribution to the eddy viscosity from ambient turbulence for radial node 13 and downstream distance 04 of turbine 06 |  | (m^2/s)
| EddAmbT6N13D5 |  | Contribution to the eddy viscosity from ambient turbulence for radial node 13 and downstream distance 05 of turbine 06 |  | (m^2/s)
| EddAmbT6N13D6 |  | Contribution to the eddy viscosity from ambient turbulence for radial node 13 and downstream distance 06 of turbine 06 |  | (m^2/s)
| EddAmbT6N13D7 |  | Contribution to the eddy viscosity from ambient turbulence for radial node 13 and downstream distance 07 of turbine 06 |  | (m^2/s)
| EddAmbT6N13D8 |  | Contribution to the eddy viscosity from ambient turbulence for radial node 13 and downstream distance 08 of turbine 06 |  | (m^2/s)
| EddAmbT6N13D9 |  | Contribution to the eddy viscosity from ambient turbulence for radial node 13 and downstream distance 09 of turbine 06 |  | (m^2/s)
| EddAmbT6N14D1 |  | Contribution to the eddy viscosity from ambient turbulence for radial node 14 and downstream distance 01 of turbine 06 |  | (m^2/s)
| EddAmbT6N14D2 |  | Contribution to the eddy viscosity from ambient turbulence for radial node 14 and downstream distance 02 of turbine 06 |  | (m^2/s)
| EddAmbT6N14D3 |  | Contribution to the eddy viscosity from ambient turbulence for radial node 14 and downstream distance 03 of turbine 06 |  | (m^2/s)
| EddAmbT6N14D4 |  | Contribution to the eddy viscosity from ambient turbulence for radial node 14 and downstream distance 04 of turbine 06 |  | (m^2/s)
| EddAmbT6N14D5 |  | Contribution to the eddy viscosity from ambient turbulence for radial node 14 and downstream distance 05 of turbine 06 |  | (m^2/s)
| EddAmbT6N14D6 |  | Contribution to the eddy viscosity from ambient turbulence for radial node 14 and downstream distance 06 of turbine 06 |  | (m^2/s)
| EddAmbT6N14D7 |  | Contribution to the eddy viscosity from ambient turbulence for radial node 14 and downstream distance 07 of turbine 06 |  | (m^2/s)
| EddAmbT6N14D8 |  | Contribution to the eddy viscosity from ambient turbulence for radial node 14 and downstream distance 08 of turbine 06 |  | (m^2/s)
| EddAmbT6N14D9 |  | Contribution to the eddy viscosity from ambient turbulence for radial node 14 and downstream distance 09 of turbine 06 |  | (m^2/s)
| EddAmbT6N15D1 |  | Contribution to the eddy viscosity from ambient turbulence for radial node 15 and downstream distance 01 of turbine 06 |  | (m^2/s)
| EddAmbT6N15D2 |  | Contribution to the eddy viscosity from ambient turbulence for radial node 15 and downstream distance 02 of turbine 06 |  | (m^2/s)
| EddAmbT6N15D3 |  | Contribution to the eddy viscosity from ambient turbulence for radial node 15 and downstream distance 03 of turbine 06 |  | (m^2/s)
| EddAmbT6N15D4 |  | Contribution to the eddy viscosity from ambient turbulence for radial node 15 and downstream distance 04 of turbine 06 |  | (m^2/s)
| EddAmbT6N15D5 |  | Contribution to the eddy viscosity from ambient turbulence for radial node 15 and downstream distance 05 of turbine 06 |  | (m^2/s)
| EddAmbT6N15D6 |  | Contribution to the eddy viscosity from ambient turbulence for radial node 15 and downstream distance 06 of turbine 06 |  | (m^2/s)
| EddAmbT6N15D7 |  | Contribution to the eddy viscosity from ambient turbulence for radial node 15 and downstream distance 07 of turbine 06 |  | (m^2/s)
| EddAmbT6N15D8 |  | Contribution to the eddy viscosity from ambient turbulence for radial node 15 and downstream distance 08 of turbine 06 |  | (m^2/s)
| EddAmbT6N15D9 |  | Contribution to the eddy viscosity from ambient turbulence for radial node 15 and downstream distance 09 of turbine 06 |  | (m^2/s)
| EddAmbT6N16D1 |  | Contribution to the eddy viscosity from ambient turbulence for radial node 16 and downstream distance 01 of turbine 06 |  | (m^2/s)
| EddAmbT6N16D2 |  | Contribution to the eddy viscosity from ambient turbulence for radial node 16 and downstream distance 02 of turbine 06 |  | (m^2/s)
| EddAmbT6N16D3 |  | Contribution to the eddy viscosity from ambient turbulence for radial node 16 and downstream distance 03 of turbine 06 |  | (m^2/s)
| EddAmbT6N16D4 |  | Contribution to the eddy viscosity from ambient turbulence for radial node 16 and downstream distance 04 of turbine 06 |  | (m^2/s)
| EddAmbT6N16D5 |  | Contribution to the eddy viscosity from ambient turbulence for radial node 16 and downstream distance 05 of turbine 06 |  | (m^2/s)
| EddAmbT6N16D6 |  | Contribution to the eddy viscosity from ambient turbulence for radial node 16 and downstream distance 06 of turbine 06 |  | (m^2/s)
| EddAmbT6N16D7 |  | Contribution to the eddy viscosity from ambient turbulence for radial node 16 and downstream distance 07 of turbine 06 |  | (m^2/s)
| EddAmbT6N16D8 |  | Contribution to the eddy viscosity from ambient turbulence for radial node 16 and downstream distance 08 of turbine 06 |  | (m^2/s)
| EddAmbT6N16D9 |  | Contribution to the eddy viscosity from ambient turbulence for radial node 16 and downstream distance 09 of turbine 06 |  | (m^2/s)
| EddAmbT6N17D1 |  | Contribution to the eddy viscosity from ambient turbulence for radial node 17 and downstream distance 01 of turbine 06 |  | (m^2/s)
| EddAmbT6N17D2 |  | Contribution to the eddy viscosity from ambient turbulence for radial node 17 and downstream distance 02 of turbine 06 |  | (m^2/s)
| EddAmbT6N17D3 |  | Contribution to the eddy viscosity from ambient turbulence for radial node 17 and downstream distance 03 of turbine 06 |  | (m^2/s)
| EddAmbT6N17D4 |  | Contribution to the eddy viscosity from ambient turbulence for radial node 17 and downstream distance 04 of turbine 06 |  | (m^2/s)
| EddAmbT6N17D5 |  | Contribution to the eddy viscosity from ambient turbulence for radial node 17 and downstream distance 05 of turbine 06 |  | (m^2/s)
| EddAmbT6N17D6 |  | Contribution to the eddy viscosity from ambient turbulence for radial node 17 and downstream distance 06 of turbine 06 |  | (m^2/s)
| EddAmbT6N17D7 |  | Contribution to the eddy viscosity from ambient turbulence for radial node 17 and downstream distance 07 of turbine 06 |  | (m^2/s)
| EddAmbT6N17D8 |  | Contribution to the eddy viscosity from ambient turbulence for radial node 17 and downstream distance 08 of turbine 06 |  | (m^2/s)
| EddAmbT6N17D9 |  | Contribution to the eddy viscosity from ambient turbulence for radial node 17 and downstream distance 09 of turbine 06 |  | (m^2/s)
| EddAmbT6N18D1 |  | Contribution to the eddy viscosity from ambient turbulence for radial node 18 and downstream distance 01 of turbine 06 |  | (m^2/s)
| EddAmbT6N18D2 |  | Contribution to the eddy viscosity from ambient turbulence for radial node 18 and downstream distance 02 of turbine 06 |  | (m^2/s)
| EddAmbT6N18D3 |  | Contribution to the eddy viscosity from ambient turbulence for radial node 18 and downstream distance 03 of turbine 06 |  | (m^2/s)
| EddAmbT6N18D4 |  | Contribution to the eddy viscosity from ambient turbulence for radial node 18 and downstream distance 04 of turbine 06 |  | (m^2/s)
| EddAmbT6N18D5 |  | Contribution to the eddy viscosity from ambient turbulence for radial node 18 and downstream distance 05 of turbine 06 |  | (m^2/s)
| EddAmbT6N18D6 |  | Contribution to the eddy viscosity from ambient turbulence for radial node 18 and downstream distance 06 of turbine 06 |  | (m^2/s)
| EddAmbT6N18D7 |  | Contribution to the eddy viscosity from ambient turbulence for radial node 18 and downstream distance 07 of turbine 06 |  | (m^2/s)
| EddAmbT6N18D8 |  | Contribution to the eddy viscosity from ambient turbulence for radial node 18 and downstream distance 08 of turbine 06 |  | (m^2/s)
| EddAmbT6N18D9 |  | Contribution to the eddy viscosity from ambient turbulence for radial node 18 and downstream distance 09 of turbine 06 |  | (m^2/s)
| EddAmbT6N19D1 |  | Contribution to the eddy viscosity from ambient turbulence for radial node 19 and downstream distance 01 of turbine 06 |  | (m^2/s)
| EddAmbT6N19D2 |  | Contribution to the eddy viscosity from ambient turbulence for radial node 19 and downstream distance 02 of turbine 06 |  | (m^2/s)
| EddAmbT6N19D3 |  | Contribution to the eddy viscosity from ambient turbulence for radial node 19 and downstream distance 03 of turbine 06 |  | (m^2/s)
| EddAmbT6N19D4 |  | Contribution to the eddy viscosity from ambient turbulence for radial node 19 and downstream distance 04 of turbine 06 |  | (m^2/s)
| EddAmbT6N19D5 |  | Contribution to the eddy viscosity from ambient turbulence for radial node 19 and downstream distance 05 of turbine 06 |  | (m^2/s)
| EddAmbT6N19D6 |  | Contribution to the eddy viscosity from ambient turbulence for radial node 19 and downstream distance 06 of turbine 06 |  | (m^2/s)
| EddAmbT6N19D7 |  | Contribution to the eddy viscosity from ambient turbulence for radial node 19 and downstream distance 07 of turbine 06 |  | (m^2/s)
| EddAmbT6N19D8 |  | Contribution to the eddy viscosity from ambient turbulence for radial node 19 and downstream distance 08 of turbine 06 |  | (m^2/s)
| EddAmbT6N19D9 |  | Contribution to the eddy viscosity from ambient turbulence for radial node 19 and downstream distance 09 of turbine 06 |  | (m^2/s)
| EddAmbT6N20D1 |  | Contribution to the eddy viscosity from ambient turbulence for radial node 20 and downstream distance 01 of turbine 06 |  | (m^2/s)
| EddAmbT6N20D2 |  | Contribution to the eddy viscosity from ambient turbulence for radial node 20 and downstream distance 02 of turbine 06 |  | (m^2/s)
| EddAmbT6N20D3 |  | Contribution to the eddy viscosity from ambient turbulence for radial node 20 and downstream distance 03 of turbine 06 |  | (m^2/s)
| EddAmbT6N20D4 |  | Contribution to the eddy viscosity from ambient turbulence for radial node 20 and downstream distance 04 of turbine 06 |  | (m^2/s)
| EddAmbT6N20D5 |  | Contribution to the eddy viscosity from ambient turbulence for radial node 20 and downstream distance 05 of turbine 06 |  | (m^2/s)
| EddAmbT6N20D6 |  | Contribution to the eddy viscosity from ambient turbulence for radial node 20 and downstream distance 06 of turbine 06 |  | (m^2/s)
| EddAmbT6N20D7 |  | Contribution to the eddy viscosity from ambient turbulence for radial node 20 and downstream distance 07 of turbine 06 |  | (m^2/s)
| EddAmbT6N20D8 |  | Contribution to the eddy viscosity from ambient turbulence for radial node 20 and downstream distance 08 of turbine 06 |  | (m^2/s)
| EddAmbT6N20D9 |  | Contribution to the eddy viscosity from ambient turbulence for radial node 20 and downstream distance 09 of turbine 06 |  | (m^2/s)
| EddAmbT7N01D1 |  | Contribution to the eddy viscosity from ambient turbulence for radial node 01 and downstream distance 01 of turbine 07 |  | (m^2/s)
| EddAmbT7N01D2 |  | Contribution to the eddy viscosity from ambient turbulence for radial node 01 and downstream distance 02 of turbine 07 |  | (m^2/s)
| EddAmbT7N01D3 |  | Contribution to the eddy viscosity from ambient turbulence for radial node 01 and downstream distance 03 of turbine 07 |  | (m^2/s)
| EddAmbT7N01D4 |  | Contribution to the eddy viscosity from ambient turbulence for radial node 01 and downstream distance 04 of turbine 07 |  | (m^2/s)
| EddAmbT7N01D5 |  | Contribution to the eddy viscosity from ambient turbulence for radial node 01 and downstream distance 05 of turbine 07 |  | (m^2/s)
| EddAmbT7N01D6 |  | Contribution to the eddy viscosity from ambient turbulence for radial node 01 and downstream distance 06 of turbine 07 |  | (m^2/s)
| EddAmbT7N01D7 |  | Contribution to the eddy viscosity from ambient turbulence for radial node 01 and downstream distance 07 of turbine 07 |  | (m^2/s)
| EddAmbT7N01D8 |  | Contribution to the eddy viscosity from ambient turbulence for radial node 01 and downstream distance 08 of turbine 07 |  | (m^2/s)
| EddAmbT7N01D9 |  | Contribution to the eddy viscosity from ambient turbulence for radial node 01 and downstream distance 09 of turbine 07 |  | (m^2/s)
| EddAmbT7N02D1 |  | Contribution to the eddy viscosity from ambient turbulence for radial node 02 and downstream distance 01 of turbine 07 |  | (m^2/s)
| EddAmbT7N02D2 |  | Contribution to the eddy viscosity from ambient turbulence for radial node 02 and downstream distance 02 of turbine 07 |  | (m^2/s)
| EddAmbT7N02D3 |  | Contribution to the eddy viscosity from ambient turbulence for radial node 02 and downstream distance 03 of turbine 07 |  | (m^2/s)
| EddAmbT7N02D4 |  | Contribution to the eddy viscosity from ambient turbulence for radial node 02 and downstream distance 04 of turbine 07 |  | (m^2/s)
| EddAmbT7N02D5 |  | Contribution to the eddy viscosity from ambient turbulence for radial node 02 and downstream distance 05 of turbine 07 |  | (m^2/s)
| EddAmbT7N02D6 |  | Contribution to the eddy viscosity from ambient turbulence for radial node 02 and downstream distance 06 of turbine 07 |  | (m^2/s)
| EddAmbT7N02D7 |  | Contribution to the eddy viscosity from ambient turbulence for radial node 02 and downstream distance 07 of turbine 07 |  | (m^2/s)
| EddAmbT7N02D8 |  | Contribution to the eddy viscosity from ambient turbulence for radial node 02 and downstream distance 08 of turbine 07 |  | (m^2/s)
| EddAmbT7N02D9 |  | Contribution to the eddy viscosity from ambient turbulence for radial node 02 and downstream distance 09 of turbine 07 |  | (m^2/s)
| EddAmbT7N03D1 |  | Contribution to the eddy viscosity from ambient turbulence for radial node 03 and downstream distance 01 of turbine 07 |  | (m^2/s)
| EddAmbT7N03D2 |  | Contribution to the eddy viscosity from ambient turbulence for radial node 03 and downstream distance 02 of turbine 07 |  | (m^2/s)
| EddAmbT7N03D3 |  | Contribution to the eddy viscosity from ambient turbulence for radial node 03 and downstream distance 03 of turbine 07 |  | (m^2/s)
| EddAmbT7N03D4 |  | Contribution to the eddy viscosity from ambient turbulence for radial node 03 and downstream distance 04 of turbine 07 |  | (m^2/s)
| EddAmbT7N03D5 |  | Contribution to the eddy viscosity from ambient turbulence for radial node 03 and downstream distance 05 of turbine 07 |  | (m^2/s)
| EddAmbT7N03D6 |  | Contribution to the eddy viscosity from ambient turbulence for radial node 03 and downstream distance 06 of turbine 07 |  | (m^2/s)
| EddAmbT7N03D7 |  | Contribution to the eddy viscosity from ambient turbulence for radial node 03 and downstream distance 07 of turbine 07 |  | (m^2/s)
| EddAmbT7N03D8 |  | Contribution to the eddy viscosity from ambient turbulence for radial node 03 and downstream distance 08 of turbine 07 |  | (m^2/s)
| EddAmbT7N03D9 |  | Contribution to the eddy viscosity from ambient turbulence for radial node 03 and downstream distance 09 of turbine 07 |  | (m^2/s)
| EddAmbT7N04D1 |  | Contribution to the eddy viscosity from ambient turbulence for radial node 04 and downstream distance 01 of turbine 07 |  | (m^2/s)
| EddAmbT7N04D2 |  | Contribution to the eddy viscosity from ambient turbulence for radial node 04 and downstream distance 02 of turbine 07 |  | (m^2/s)
| EddAmbT7N04D3 |  | Contribution to the eddy viscosity from ambient turbulence for radial node 04 and downstream distance 03 of turbine 07 |  | (m^2/s)
| EddAmbT7N04D4 |  | Contribution to the eddy viscosity from ambient turbulence for radial node 04 and downstream distance 04 of turbine 07 |  | (m^2/s)
| EddAmbT7N04D5 |  | Contribution to the eddy viscosity from ambient turbulence for radial node 04 and downstream distance 05 of turbine 07 |  | (m^2/s)
| EddAmbT7N04D6 |  | Contribution to the eddy viscosity from ambient turbulence for radial node 04 and downstream distance 06 of turbine 07 |  | (m^2/s)
| EddAmbT7N04D7 |  | Contribution to the eddy viscosity from ambient turbulence for radial node 04 and downstream distance 07 of turbine 07 |  | (m^2/s)
| EddAmbT7N04D8 |  | Contribution to the eddy viscosity from ambient turbulence for radial node 04 and downstream distance 08 of turbine 07 |  | (m^2/s)
| EddAmbT7N04D9 |  | Contribution to the eddy viscosity from ambient turbulence for radial node 04 and downstream distance 09 of turbine 07 |  | (m^2/s)
| EddAmbT7N05D1 |  | Contribution to the eddy viscosity from ambient turbulence for radial node 05 and downstream distance 01 of turbine 07 |  | (m^2/s)
| EddAmbT7N05D2 |  | Contribution to the eddy viscosity from ambient turbulence for radial node 05 and downstream distance 02 of turbine 07 |  | (m^2/s)
| EddAmbT7N05D3 |  | Contribution to the eddy viscosity from ambient turbulence for radial node 05 and downstream distance 03 of turbine 07 |  | (m^2/s)
| EddAmbT7N05D4 |  | Contribution to the eddy viscosity from ambient turbulence for radial node 05 and downstream distance 04 of turbine 07 |  | (m^2/s)
| EddAmbT7N05D5 |  | Contribution to the eddy viscosity from ambient turbulence for radial node 05 and downstream distance 05 of turbine 07 |  | (m^2/s)
| EddAmbT7N05D6 |  | Contribution to the eddy viscosity from ambient turbulence for radial node 05 and downstream distance 06 of turbine 07 |  | (m^2/s)
| EddAmbT7N05D7 |  | Contribution to the eddy viscosity from ambient turbulence for radial node 05 and downstream distance 07 of turbine 07 |  | (m^2/s)
| EddAmbT7N05D8 |  | Contribution to the eddy viscosity from ambient turbulence for radial node 05 and downstream distance 08 of turbine 07 |  | (m^2/s)
| EddAmbT7N05D9 |  | Contribution to the eddy viscosity from ambient turbulence for radial node 05 and downstream distance 09 of turbine 07 |  | (m^2/s)
| EddAmbT7N06D1 |  | Contribution to the eddy viscosity from ambient turbulence for radial node 06 and downstream distance 01 of turbine 07 |  | (m^2/s)
| EddAmbT7N06D2 |  | Contribution to the eddy viscosity from ambient turbulence for radial node 06 and downstream distance 02 of turbine 07 |  | (m^2/s)
| EddAmbT7N06D3 |  | Contribution to the eddy viscosity from ambient turbulence for radial node 06 and downstream distance 03 of turbine 07 |  | (m^2/s)
| EddAmbT7N06D4 |  | Contribution to the eddy viscosity from ambient turbulence for radial node 06 and downstream distance 04 of turbine 07 |  | (m^2/s)
| EddAmbT7N06D5 |  | Contribution to the eddy viscosity from ambient turbulence for radial node 06 and downstream distance 05 of turbine 07 |  | (m^2/s)
| EddAmbT7N06D6 |  | Contribution to the eddy viscosity from ambient turbulence for radial node 06 and downstream distance 06 of turbine 07 |  | (m^2/s)
| EddAmbT7N06D7 |  | Contribution to the eddy viscosity from ambient turbulence for radial node 06 and downstream distance 07 of turbine 07 |  | (m^2/s)
| EddAmbT7N06D8 |  | Contribution to the eddy viscosity from ambient turbulence for radial node 06 and downstream distance 08 of turbine 07 |  | (m^2/s)
| EddAmbT7N06D9 |  | Contribution to the eddy viscosity from ambient turbulence for radial node 06 and downstream distance 09 of turbine 07 |  | (m^2/s)
| EddAmbT7N07D1 |  | Contribution to the eddy viscosity from ambient turbulence for radial node 07 and downstream distance 01 of turbine 07 |  | (m^2/s)
| EddAmbT7N07D2 |  | Contribution to the eddy viscosity from ambient turbulence for radial node 07 and downstream distance 02 of turbine 07 |  | (m^2/s)
| EddAmbT7N07D3 |  | Contribution to the eddy viscosity from ambient turbulence for radial node 07 and downstream distance 03 of turbine 07 |  | (m^2/s)
| EddAmbT7N07D4 |  | Contribution to the eddy viscosity from ambient turbulence for radial node 07 and downstream distance 04 of turbine 07 |  | (m^2/s)
| EddAmbT7N07D5 |  | Contribution to the eddy viscosity from ambient turbulence for radial node 07 and downstream distance 05 of turbine 07 |  | (m^2/s)
| EddAmbT7N07D6 |  | Contribution to the eddy viscosity from ambient turbulence for radial node 07 and downstream distance 06 of turbine 07 |  | (m^2/s)
| EddAmbT7N07D7 |  | Contribution to the eddy viscosity from ambient turbulence for radial node 07 and downstream distance 07 of turbine 07 |  | (m^2/s)
| EddAmbT7N07D8 |  | Contribution to the eddy viscosity from ambient turbulence for radial node 07 and downstream distance 08 of turbine 07 |  | (m^2/s)
| EddAmbT7N07D9 |  | Contribution to the eddy viscosity from ambient turbulence for radial node 07 and downstream distance 09 of turbine 07 |  | (m^2/s)
| EddAmbT7N08D1 |  | Contribution to the eddy viscosity from ambient turbulence for radial node 08 and downstream distance 01 of turbine 07 |  | (m^2/s)
| EddAmbT7N08D2 |  | Contribution to the eddy viscosity from ambient turbulence for radial node 08 and downstream distance 02 of turbine 07 |  | (m^2/s)
| EddAmbT7N08D3 |  | Contribution to the eddy viscosity from ambient turbulence for radial node 08 and downstream distance 03 of turbine 07 |  | (m^2/s)
| EddAmbT7N08D4 |  | Contribution to the eddy viscosity from ambient turbulence for radial node 08 and downstream distance 04 of turbine 07 |  | (m^2/s)
| EddAmbT7N08D5 |  | Contribution to the eddy viscosity from ambient turbulence for radial node 08 and downstream distance 05 of turbine 07 |  | (m^2/s)
| EddAmbT7N08D6 |  | Contribution to the eddy viscosity from ambient turbulence for radial node 08 and downstream distance 06 of turbine 07 |  | (m^2/s)
| EddAmbT7N08D7 |  | Contribution to the eddy viscosity from ambient turbulence for radial node 08 and downstream distance 07 of turbine 07 |  | (m^2/s)
| EddAmbT7N08D8 |  | Contribution to the eddy viscosity from ambient turbulence for radial node 08 and downstream distance 08 of turbine 07 |  | (m^2/s)
| EddAmbT7N08D9 |  | Contribution to the eddy viscosity from ambient turbulence for radial node 08 and downstream distance 09 of turbine 07 |  | (m^2/s)
| EddAmbT7N09D1 |  | Contribution to the eddy viscosity from ambient turbulence for radial node 09 and downstream distance 01 of turbine 07 |  | (m^2/s)
| EddAmbT7N09D2 |  | Contribution to the eddy viscosity from ambient turbulence for radial node 09 and downstream distance 02 of turbine 07 |  | (m^2/s)
| EddAmbT7N09D3 |  | Contribution to the eddy viscosity from ambient turbulence for radial node 09 and downstream distance 03 of turbine 07 |  | (m^2/s)
| EddAmbT7N09D4 |  | Contribution to the eddy viscosity from ambient turbulence for radial node 09 and downstream distance 04 of turbine 07 |  | (m^2/s)
| EddAmbT7N09D5 |  | Contribution to the eddy viscosity from ambient turbulence for radial node 09 and downstream distance 05 of turbine 07 |  | (m^2/s)
| EddAmbT7N09D6 |  | Contribution to the eddy viscosity from ambient turbulence for radial node 09 and downstream distance 06 of turbine 07 |  | (m^2/s)
| EddAmbT7N09D7 |  | Contribution to the eddy viscosity from ambient turbulence for radial node 09 and downstream distance 07 of turbine 07 |  | (m^2/s)
| EddAmbT7N09D8 |  | Contribution to the eddy viscosity from ambient turbulence for radial node 09 and downstream distance 08 of turbine 07 |  | (m^2/s)
| EddAmbT7N09D9 |  | Contribution to the eddy viscosity from ambient turbulence for radial node 09 and downstream distance 09 of turbine 07 |  | (m^2/s)
| EddAmbT7N10D1 |  | Contribution to the eddy viscosity from ambient turbulence for radial node 10 and downstream distance 01 of turbine 07 |  | (m^2/s)
| EddAmbT7N10D2 |  | Contribution to the eddy viscosity from ambient turbulence for radial node 10 and downstream distance 02 of turbine 07 |  | (m^2/s)
| EddAmbT7N10D3 |  | Contribution to the eddy viscosity from ambient turbulence for radial node 10 and downstream distance 03 of turbine 07 |  | (m^2/s)
| EddAmbT7N10D4 |  | Contribution to the eddy viscosity from ambient turbulence for radial node 10 and downstream distance 04 of turbine 07 |  | (m^2/s)
| EddAmbT7N10D5 |  | Contribution to the eddy viscosity from ambient turbulence for radial node 10 and downstream distance 05 of turbine 07 |  | (m^2/s)
| EddAmbT7N10D6 |  | Contribution to the eddy viscosity from ambient turbulence for radial node 10 and downstream distance 06 of turbine 07 |  | (m^2/s)
| EddAmbT7N10D7 |  | Contribution to the eddy viscosity from ambient turbulence for radial node 10 and downstream distance 07 of turbine 07 |  | (m^2/s)
| EddAmbT7N10D8 |  | Contribution to the eddy viscosity from ambient turbulence for radial node 10 and downstream distance 08 of turbine 07 |  | (m^2/s)
| EddAmbT7N10D9 |  | Contribution to the eddy viscosity from ambient turbulence for radial node 10 and downstream distance 09 of turbine 07 |  | (m^2/s)
| EddAmbT7N11D1 |  | Contribution to the eddy viscosity from ambient turbulence for radial node 11 and downstream distance 01 of turbine 07 |  | (m^2/s)
| EddAmbT7N11D2 |  | Contribution to the eddy viscosity from ambient turbulence for radial node 11 and downstream distance 02 of turbine 07 |  | (m^2/s)
| EddAmbT7N11D3 |  | Contribution to the eddy viscosity from ambient turbulence for radial node 11 and downstream distance 03 of turbine 07 |  | (m^2/s)
| EddAmbT7N11D4 |  | Contribution to the eddy viscosity from ambient turbulence for radial node 11 and downstream distance 04 of turbine 07 |  | (m^2/s)
| EddAmbT7N11D5 |  | Contribution to the eddy viscosity from ambient turbulence for radial node 11 and downstream distance 05 of turbine 07 |  | (m^2/s)
| EddAmbT7N11D6 |  | Contribution to the eddy viscosity from ambient turbulence for radial node 11 and downstream distance 06 of turbine 07 |  | (m^2/s)
| EddAmbT7N11D7 |  | Contribution to the eddy viscosity from ambient turbulence for radial node 11 and downstream distance 07 of turbine 07 |  | (m^2/s)
| EddAmbT7N11D8 |  | Contribution to the eddy viscosity from ambient turbulence for radial node 11 and downstream distance 08 of turbine 07 |  | (m^2/s)
| EddAmbT7N11D9 |  | Contribution to the eddy viscosity from ambient turbulence for radial node 11 and downstream distance 09 of turbine 07 |  | (m^2/s)
| EddAmbT7N12D1 |  | Contribution to the eddy viscosity from ambient turbulence for radial node 12 and downstream distance 01 of turbine 07 |  | (m^2/s)
| EddAmbT7N12D2 |  | Contribution to the eddy viscosity from ambient turbulence for radial node 12 and downstream distance 02 of turbine 07 |  | (m^2/s)
| EddAmbT7N12D3 |  | Contribution to the eddy viscosity from ambient turbulence for radial node 12 and downstream distance 03 of turbine 07 |  | (m^2/s)
| EddAmbT7N12D4 |  | Contribution to the eddy viscosity from ambient turbulence for radial node 12 and downstream distance 04 of turbine 07 |  | (m^2/s)
| EddAmbT7N12D5 |  | Contribution to the eddy viscosity from ambient turbulence for radial node 12 and downstream distance 05 of turbine 07 |  | (m^2/s)
| EddAmbT7N12D6 |  | Contribution to the eddy viscosity from ambient turbulence for radial node 12 and downstream distance 06 of turbine 07 |  | (m^2/s)
| EddAmbT7N12D7 |  | Contribution to the eddy viscosity from ambient turbulence for radial node 12 and downstream distance 07 of turbine 07 |  | (m^2/s)
| EddAmbT7N12D8 |  | Contribution to the eddy viscosity from ambient turbulence for radial node 12 and downstream distance 08 of turbine 07 |  | (m^2/s)
| EddAmbT7N12D9 |  | Contribution to the eddy viscosity from ambient turbulence for radial node 12 and downstream distance 09 of turbine 07 |  | (m^2/s)
| EddAmbT7N13D1 |  | Contribution to the eddy viscosity from ambient turbulence for radial node 13 and downstream distance 01 of turbine 07 |  | (m^2/s)
| EddAmbT7N13D2 |  | Contribution to the eddy viscosity from ambient turbulence for radial node 13 and downstream distance 02 of turbine 07 |  | (m^2/s)
| EddAmbT7N13D3 |  | Contribution to the eddy viscosity from ambient turbulence for radial node 13 and downstream distance 03 of turbine 07 |  | (m^2/s)
| EddAmbT7N13D4 |  | Contribution to the eddy viscosity from ambient turbulence for radial node 13 and downstream distance 04 of turbine 07 |  | (m^2/s)
| EddAmbT7N13D5 |  | Contribution to the eddy viscosity from ambient turbulence for radial node 13 and downstream distance 05 of turbine 07 |  | (m^2/s)
| EddAmbT7N13D6 |  | Contribution to the eddy viscosity from ambient turbulence for radial node 13 and downstream distance 06 of turbine 07 |  | (m^2/s)
| EddAmbT7N13D7 |  | Contribution to the eddy viscosity from ambient turbulence for radial node 13 and downstream distance 07 of turbine 07 |  | (m^2/s)
| EddAmbT7N13D8 |  | Contribution to the eddy viscosity from ambient turbulence for radial node 13 and downstream distance 08 of turbine 07 |  | (m^2/s)
| EddAmbT7N13D9 |  | Contribution to the eddy viscosity from ambient turbulence for radial node 13 and downstream distance 09 of turbine 07 |  | (m^2/s)
| EddAmbT7N14D1 |  | Contribution to the eddy viscosity from ambient turbulence for radial node 14 and downstream distance 01 of turbine 07 |  | (m^2/s)
| EddAmbT7N14D2 |  | Contribution to the eddy viscosity from ambient turbulence for radial node 14 and downstream distance 02 of turbine 07 |  | (m^2/s)
| EddAmbT7N14D3 |  | Contribution to the eddy viscosity from ambient turbulence for radial node 14 and downstream distance 03 of turbine 07 |  | (m^2/s)
| EddAmbT7N14D4 |  | Contribution to the eddy viscosity from ambient turbulence for radial node 14 and downstream distance 04 of turbine 07 |  | (m^2/s)
| EddAmbT7N14D5 |  | Contribution to the eddy viscosity from ambient turbulence for radial node 14 and downstream distance 05 of turbine 07 |  | (m^2/s)
| EddAmbT7N14D6 |  | Contribution to the eddy viscosity from ambient turbulence for radial node 14 and downstream distance 06 of turbine 07 |  | (m^2/s)
| EddAmbT7N14D7 |  | Contribution to the eddy viscosity from ambient turbulence for radial node 14 and downstream distance 07 of turbine 07 |  | (m^2/s)
| EddAmbT7N14D8 |  | Contribution to the eddy viscosity from ambient turbulence for radial node 14 and downstream distance 08 of turbine 07 |  | (m^2/s)
| EddAmbT7N14D9 |  | Contribution to the eddy viscosity from ambient turbulence for radial node 14 and downstream distance 09 of turbine 07 |  | (m^2/s)
| EddAmbT7N15D1 |  | Contribution to the eddy viscosity from ambient turbulence for radial node 15 and downstream distance 01 of turbine 07 |  | (m^2/s)
| EddAmbT7N15D2 |  | Contribution to the eddy viscosity from ambient turbulence for radial node 15 and downstream distance 02 of turbine 07 |  | (m^2/s)
| EddAmbT7N15D3 |  | Contribution to the eddy viscosity from ambient turbulence for radial node 15 and downstream distance 03 of turbine 07 |  | (m^2/s)
| EddAmbT7N15D4 |  | Contribution to the eddy viscosity from ambient turbulence for radial node 15 and downstream distance 04 of turbine 07 |  | (m^2/s)
| EddAmbT7N15D5 |  | Contribution to the eddy viscosity from ambient turbulence for radial node 15 and downstream distance 05 of turbine 07 |  | (m^2/s)
| EddAmbT7N15D6 |  | Contribution to the eddy viscosity from ambient turbulence for radial node 15 and downstream distance 06 of turbine 07 |  | (m^2/s)
| EddAmbT7N15D7 |  | Contribution to the eddy viscosity from ambient turbulence for radial node 15 and downstream distance 07 of turbine 07 |  | (m^2/s)
| EddAmbT7N15D8 |  | Contribution to the eddy viscosity from ambient turbulence for radial node 15 and downstream distance 08 of turbine 07 |  | (m^2/s)
| EddAmbT7N15D9 |  | Contribution to the eddy viscosity from ambient turbulence for radial node 15 and downstream distance 09 of turbine 07 |  | (m^2/s)
| EddAmbT7N16D1 |  | Contribution to the eddy viscosity from ambient turbulence for radial node 16 and downstream distance 01 of turbine 07 |  | (m^2/s)
| EddAmbT7N16D2 |  | Contribution to the eddy viscosity from ambient turbulence for radial node 16 and downstream distance 02 of turbine 07 |  | (m^2/s)
| EddAmbT7N16D3 |  | Contribution to the eddy viscosity from ambient turbulence for radial node 16 and downstream distance 03 of turbine 07 |  | (m^2/s)
| EddAmbT7N16D4 |  | Contribution to the eddy viscosity from ambient turbulence for radial node 16 and downstream distance 04 of turbine 07 |  | (m^2/s)
| EddAmbT7N16D5 |  | Contribution to the eddy viscosity from ambient turbulence for radial node 16 and downstream distance 05 of turbine 07 |  | (m^2/s)
| EddAmbT7N16D6 |  | Contribution to the eddy viscosity from ambient turbulence for radial node 16 and downstream distance 06 of turbine 07 |  | (m^2/s)
| EddAmbT7N16D7 |  | Contribution to the eddy viscosity from ambient turbulence for radial node 16 and downstream distance 07 of turbine 07 |  | (m^2/s)
| EddAmbT7N16D8 |  | Contribution to the eddy viscosity from ambient turbulence for radial node 16 and downstream distance 08 of turbine 07 |  | (m^2/s)
| EddAmbT7N16D9 |  | Contribution to the eddy viscosity from ambient turbulence for radial node 16 and downstream distance 09 of turbine 07 |  | (m^2/s)
| EddAmbT7N17D1 |  | Contribution to the eddy viscosity from ambient turbulence for radial node 17 and downstream distance 01 of turbine 07 |  | (m^2/s)
| EddAmbT7N17D2 |  | Contribution to the eddy viscosity from ambient turbulence for radial node 17 and downstream distance 02 of turbine 07 |  | (m^2/s)
| EddAmbT7N17D3 |  | Contribution to the eddy viscosity from ambient turbulence for radial node 17 and downstream distance 03 of turbine 07 |  | (m^2/s)
| EddAmbT7N17D4 |  | Contribution to the eddy viscosity from ambient turbulence for radial node 17 and downstream distance 04 of turbine 07 |  | (m^2/s)
| EddAmbT7N17D5 |  | Contribution to the eddy viscosity from ambient turbulence for radial node 17 and downstream distance 05 of turbine 07 |  | (m^2/s)
| EddAmbT7N17D6 |  | Contribution to the eddy viscosity from ambient turbulence for radial node 17 and downstream distance 06 of turbine 07 |  | (m^2/s)
| EddAmbT7N17D7 |  | Contribution to the eddy viscosity from ambient turbulence for radial node 17 and downstream distance 07 of turbine 07 |  | (m^2/s)
| EddAmbT7N17D8 |  | Contribution to the eddy viscosity from ambient turbulence for radial node 17 and downstream distance 08 of turbine 07 |  | (m^2/s)
| EddAmbT7N17D9 |  | Contribution to the eddy viscosity from ambient turbulence for radial node 17 and downstream distance 09 of turbine 07 |  | (m^2/s)
| EddAmbT7N18D1 |  | Contribution to the eddy viscosity from ambient turbulence for radial node 18 and downstream distance 01 of turbine 07 |  | (m^2/s)
| EddAmbT7N18D2 |  | Contribution to the eddy viscosity from ambient turbulence for radial node 18 and downstream distance 02 of turbine 07 |  | (m^2/s)
| EddAmbT7N18D3 |  | Contribution to the eddy viscosity from ambient turbulence for radial node 18 and downstream distance 03 of turbine 07 |  | (m^2/s)
| EddAmbT7N18D4 |  | Contribution to the eddy viscosity from ambient turbulence for radial node 18 and downstream distance 04 of turbine 07 |  | (m^2/s)
| EddAmbT7N18D5 |  | Contribution to the eddy viscosity from ambient turbulence for radial node 18 and downstream distance 05 of turbine 07 |  | (m^2/s)
| EddAmbT7N18D6 |  | Contribution to the eddy viscosity from ambient turbulence for radial node 18 and downstream distance 06 of turbine 07 |  | (m^2/s)
| EddAmbT7N18D7 |  | Contribution to the eddy viscosity from ambient turbulence for radial node 18 and downstream distance 07 of turbine 07 |  | (m^2/s)
| EddAmbT7N18D8 |  | Contribution to the eddy viscosity from ambient turbulence for radial node 18 and downstream distance 08 of turbine 07 |  | (m^2/s)
| EddAmbT7N18D9 |  | Contribution to the eddy viscosity from ambient turbulence for radial node 18 and downstream distance 09 of turbine 07 |  | (m^2/s)
| EddAmbT7N19D1 |  | Contribution to the eddy viscosity from ambient turbulence for radial node 19 and downstream distance 01 of turbine 07 |  | (m^2/s)
| EddAmbT7N19D2 |  | Contribution to the eddy viscosity from ambient turbulence for radial node 19 and downstream distance 02 of turbine 07 |  | (m^2/s)
| EddAmbT7N19D3 |  | Contribution to the eddy viscosity from ambient turbulence for radial node 19 and downstream distance 03 of turbine 07 |  | (m^2/s)
| EddAmbT7N19D4 |  | Contribution to the eddy viscosity from ambient turbulence for radial node 19 and downstream distance 04 of turbine 07 |  | (m^2/s)
| EddAmbT7N19D5 |  | Contribution to the eddy viscosity from ambient turbulence for radial node 19 and downstream distance 05 of turbine 07 |  | (m^2/s)
| EddAmbT7N19D6 |  | Contribution to the eddy viscosity from ambient turbulence for radial node 19 and downstream distance 06 of turbine 07 |  | (m^2/s)
| EddAmbT7N19D7 |  | Contribution to the eddy viscosity from ambient turbulence for radial node 19 and downstream distance 07 of turbine 07 |  | (m^2/s)
| EddAmbT7N19D8 |  | Contribution to the eddy viscosity from ambient turbulence for radial node 19 and downstream distance 08 of turbine 07 |  | (m^2/s)
| EddAmbT7N19D9 |  | Contribution to the eddy viscosity from ambient turbulence for radial node 19 and downstream distance 09 of turbine 07 |  | (m^2/s)
| EddAmbT7N20D1 |  | Contribution to the eddy viscosity from ambient turbulence for radial node 20 and downstream distance 01 of turbine 07 |  | (m^2/s)
| EddAmbT7N20D2 |  | Contribution to the eddy viscosity from ambient turbulence for radial node 20 and downstream distance 02 of turbine 07 |  | (m^2/s)
| EddAmbT7N20D3 |  | Contribution to the eddy viscosity from ambient turbulence for radial node 20 and downstream distance 03 of turbine 07 |  | (m^2/s)
| EddAmbT7N20D4 |  | Contribution to the eddy viscosity from ambient turbulence for radial node 20 and downstream distance 04 of turbine 07 |  | (m^2/s)
| EddAmbT7N20D5 |  | Contribution to the eddy viscosity from ambient turbulence for radial node 20 and downstream distance 05 of turbine 07 |  | (m^2/s)
| EddAmbT7N20D6 |  | Contribution to the eddy viscosity from ambient turbulence for radial node 20 and downstream distance 06 of turbine 07 |  | (m^2/s)
| EddAmbT7N20D7 |  | Contribution to the eddy viscosity from ambient turbulence for radial node 20 and downstream distance 07 of turbine 07 |  | (m^2/s)
| EddAmbT7N20D8 |  | Contribution to the eddy viscosity from ambient turbulence for radial node 20 and downstream distance 08 of turbine 07 |  | (m^2/s)
| EddAmbT7N20D9 |  | Contribution to the eddy viscosity from ambient turbulence for radial node 20 and downstream distance 09 of turbine 07 |  | (m^2/s)
| EddAmbT8N01D1 |  | Contribution to the eddy viscosity from ambient turbulence for radial node 01 and downstream distance 01 of turbine 08 |  | (m^2/s)
| EddAmbT8N01D2 |  | Contribution to the eddy viscosity from ambient turbulence for radial node 01 and downstream distance 02 of turbine 08 |  | (m^2/s)
| EddAmbT8N01D3 |  | Contribution to the eddy viscosity from ambient turbulence for radial node 01 and downstream distance 03 of turbine 08 |  | (m^2/s)
| EddAmbT8N01D4 |  | Contribution to the eddy viscosity from ambient turbulence for radial node 01 and downstream distance 04 of turbine 08 |  | (m^2/s)
| EddAmbT8N01D5 |  | Contribution to the eddy viscosity from ambient turbulence for radial node 01 and downstream distance 05 of turbine 08 |  | (m^2/s)
| EddAmbT8N01D6 |  | Contribution to the eddy viscosity from ambient turbulence for radial node 01 and downstream distance 06 of turbine 08 |  | (m^2/s)
| EddAmbT8N01D7 |  | Contribution to the eddy viscosity from ambient turbulence for radial node 01 and downstream distance 07 of turbine 08 |  | (m^2/s)
| EddAmbT8N01D8 |  | Contribution to the eddy viscosity from ambient turbulence for radial node 01 and downstream distance 08 of turbine 08 |  | (m^2/s)
| EddAmbT8N01D9 |  | Contribution to the eddy viscosity from ambient turbulence for radial node 01 and downstream distance 09 of turbine 08 |  | (m^2/s)
| EddAmbT8N02D1 |  | Contribution to the eddy viscosity from ambient turbulence for radial node 02 and downstream distance 01 of turbine 08 |  | (m^2/s)
| EddAmbT8N02D2 |  | Contribution to the eddy viscosity from ambient turbulence for radial node 02 and downstream distance 02 of turbine 08 |  | (m^2/s)
| EddAmbT8N02D3 |  | Contribution to the eddy viscosity from ambient turbulence for radial node 02 and downstream distance 03 of turbine 08 |  | (m^2/s)
| EddAmbT8N02D4 |  | Contribution to the eddy viscosity from ambient turbulence for radial node 02 and downstream distance 04 of turbine 08 |  | (m^2/s)
| EddAmbT8N02D5 |  | Contribution to the eddy viscosity from ambient turbulence for radial node 02 and downstream distance 05 of turbine 08 |  | (m^2/s)
| EddAmbT8N02D6 |  | Contribution to the eddy viscosity from ambient turbulence for radial node 02 and downstream distance 06 of turbine 08 |  | (m^2/s)
| EddAmbT8N02D7 |  | Contribution to the eddy viscosity from ambient turbulence for radial node 02 and downstream distance 07 of turbine 08 |  | (m^2/s)
| EddAmbT8N02D8 |  | Contribution to the eddy viscosity from ambient turbulence for radial node 02 and downstream distance 08 of turbine 08 |  | (m^2/s)
| EddAmbT8N02D9 |  | Contribution to the eddy viscosity from ambient turbulence for radial node 02 and downstream distance 09 of turbine 08 |  | (m^2/s)
| EddAmbT8N03D1 |  | Contribution to the eddy viscosity from ambient turbulence for radial node 03 and downstream distance 01 of turbine 08 |  | (m^2/s)
| EddAmbT8N03D2 |  | Contribution to the eddy viscosity from ambient turbulence for radial node 03 and downstream distance 02 of turbine 08 |  | (m^2/s)
| EddAmbT8N03D3 |  | Contribution to the eddy viscosity from ambient turbulence for radial node 03 and downstream distance 03 of turbine 08 |  | (m^2/s)
| EddAmbT8N03D4 |  | Contribution to the eddy viscosity from ambient turbulence for radial node 03 and downstream distance 04 of turbine 08 |  | (m^2/s)
| EddAmbT8N03D5 |  | Contribution to the eddy viscosity from ambient turbulence for radial node 03 and downstream distance 05 of turbine 08 |  | (m^2/s)
| EddAmbT8N03D6 |  | Contribution to the eddy viscosity from ambient turbulence for radial node 03 and downstream distance 06 of turbine 08 |  | (m^2/s)
| EddAmbT8N03D7 |  | Contribution to the eddy viscosity from ambient turbulence for radial node 03 and downstream distance 07 of turbine 08 |  | (m^2/s)
| EddAmbT8N03D8 |  | Contribution to the eddy viscosity from ambient turbulence for radial node 03 and downstream distance 08 of turbine 08 |  | (m^2/s)
| EddAmbT8N03D9 |  | Contribution to the eddy viscosity from ambient turbulence for radial node 03 and downstream distance 09 of turbine 08 |  | (m^2/s)
| EddAmbT8N04D1 |  | Contribution to the eddy viscosity from ambient turbulence for radial node 04 and downstream distance 01 of turbine 08 |  | (m^2/s)
| EddAmbT8N04D2 |  | Contribution to the eddy viscosity from ambient turbulence for radial node 04 and downstream distance 02 of turbine 08 |  | (m^2/s)
| EddAmbT8N04D3 |  | Contribution to the eddy viscosity from ambient turbulence for radial node 04 and downstream distance 03 of turbine 08 |  | (m^2/s)
| EddAmbT8N04D4 |  | Contribution to the eddy viscosity from ambient turbulence for radial node 04 and downstream distance 04 of turbine 08 |  | (m^2/s)
| EddAmbT8N04D5 |  | Contribution to the eddy viscosity from ambient turbulence for radial node 04 and downstream distance 05 of turbine 08 |  | (m^2/s)
| EddAmbT8N04D6 |  | Contribution to the eddy viscosity from ambient turbulence for radial node 04 and downstream distance 06 of turbine 08 |  | (m^2/s)
| EddAmbT8N04D7 |  | Contribution to the eddy viscosity from ambient turbulence for radial node 04 and downstream distance 07 of turbine 08 |  | (m^2/s)
| EddAmbT8N04D8 |  | Contribution to the eddy viscosity from ambient turbulence for radial node 04 and downstream distance 08 of turbine 08 |  | (m^2/s)
| EddAmbT8N04D9 |  | Contribution to the eddy viscosity from ambient turbulence for radial node 04 and downstream distance 09 of turbine 08 |  | (m^2/s)
| EddAmbT8N05D1 |  | Contribution to the eddy viscosity from ambient turbulence for radial node 05 and downstream distance 01 of turbine 08 |  | (m^2/s)
| EddAmbT8N05D2 |  | Contribution to the eddy viscosity from ambient turbulence for radial node 05 and downstream distance 02 of turbine 08 |  | (m^2/s)
| EddAmbT8N05D3 |  | Contribution to the eddy viscosity from ambient turbulence for radial node 05 and downstream distance 03 of turbine 08 |  | (m^2/s)
| EddAmbT8N05D4 |  | Contribution to the eddy viscosity from ambient turbulence for radial node 05 and downstream distance 04 of turbine 08 |  | (m^2/s)
| EddAmbT8N05D5 |  | Contribution to the eddy viscosity from ambient turbulence for radial node 05 and downstream distance 05 of turbine 08 |  | (m^2/s)
| EddAmbT8N05D6 |  | Contribution to the eddy viscosity from ambient turbulence for radial node 05 and downstream distance 06 of turbine 08 |  | (m^2/s)
| EddAmbT8N05D7 |  | Contribution to the eddy viscosity from ambient turbulence for radial node 05 and downstream distance 07 of turbine 08 |  | (m^2/s)
| EddAmbT8N05D8 |  | Contribution to the eddy viscosity from ambient turbulence for radial node 05 and downstream distance 08 of turbine 08 |  | (m^2/s)
| EddAmbT8N05D9 |  | Contribution to the eddy viscosity from ambient turbulence for radial node 05 and downstream distance 09 of turbine 08 |  | (m^2/s)
| EddAmbT8N06D1 |  | Contribution to the eddy viscosity from ambient turbulence for radial node 06 and downstream distance 01 of turbine 08 |  | (m^2/s)
| EddAmbT8N06D2 |  | Contribution to the eddy viscosity from ambient turbulence for radial node 06 and downstream distance 02 of turbine 08 |  | (m^2/s)
| EddAmbT8N06D3 |  | Contribution to the eddy viscosity from ambient turbulence for radial node 06 and downstream distance 03 of turbine 08 |  | (m^2/s)
| EddAmbT8N06D4 |  | Contribution to the eddy viscosity from ambient turbulence for radial node 06 and downstream distance 04 of turbine 08 |  | (m^2/s)
| EddAmbT8N06D5 |  | Contribution to the eddy viscosity from ambient turbulence for radial node 06 and downstream distance 05 of turbine 08 |  | (m^2/s)
| EddAmbT8N06D6 |  | Contribution to the eddy viscosity from ambient turbulence for radial node 06 and downstream distance 06 of turbine 08 |  | (m^2/s)
| EddAmbT8N06D7 |  | Contribution to the eddy viscosity from ambient turbulence for radial node 06 and downstream distance 07 of turbine 08 |  | (m^2/s)
| EddAmbT8N06D8 |  | Contribution to the eddy viscosity from ambient turbulence for radial node 06 and downstream distance 08 of turbine 08 |  | (m^2/s)
| EddAmbT8N06D9 |  | Contribution to the eddy viscosity from ambient turbulence for radial node 06 and downstream distance 09 of turbine 08 |  | (m^2/s)
| EddAmbT8N07D1 |  | Contribution to the eddy viscosity from ambient turbulence for radial node 07 and downstream distance 01 of turbine 08 |  | (m^2/s)
| EddAmbT8N07D2 |  | Contribution to the eddy viscosity from ambient turbulence for radial node 07 and downstream distance 02 of turbine 08 |  | (m^2/s)
| EddAmbT8N07D3 |  | Contribution to the eddy viscosity from ambient turbulence for radial node 07 and downstream distance 03 of turbine 08 |  | (m^2/s)
| EddAmbT8N07D4 |  | Contribution to the eddy viscosity from ambient turbulence for radial node 07 and downstream distance 04 of turbine 08 |  | (m^2/s)
| EddAmbT8N07D5 |  | Contribution to the eddy viscosity from ambient turbulence for radial node 07 and downstream distance 05 of turbine 08 |  | (m^2/s)
| EddAmbT8N07D6 |  | Contribution to the eddy viscosity from ambient turbulence for radial node 07 and downstream distance 06 of turbine 08 |  | (m^2/s)
| EddAmbT8N07D7 |  | Contribution to the eddy viscosity from ambient turbulence for radial node 07 and downstream distance 07 of turbine 08 |  | (m^2/s)
| EddAmbT8N07D8 |  | Contribution to the eddy viscosity from ambient turbulence for radial node 07 and downstream distance 08 of turbine 08 |  | (m^2/s)
| EddAmbT8N07D9 |  | Contribution to the eddy viscosity from ambient turbulence for radial node 07 and downstream distance 09 of turbine 08 |  | (m^2/s)
| EddAmbT8N08D1 |  | Contribution to the eddy viscosity from ambient turbulence for radial node 08 and downstream distance 01 of turbine 08 |  | (m^2/s)
| EddAmbT8N08D2 |  | Contribution to the eddy viscosity from ambient turbulence for radial node 08 and downstream distance 02 of turbine 08 |  | (m^2/s)
| EddAmbT8N08D3 |  | Contribution to the eddy viscosity from ambient turbulence for radial node 08 and downstream distance 03 of turbine 08 |  | (m^2/s)
| EddAmbT8N08D4 |  | Contribution to the eddy viscosity from ambient turbulence for radial node 08 and downstream distance 04 of turbine 08 |  | (m^2/s)
| EddAmbT8N08D5 |  | Contribution to the eddy viscosity from ambient turbulence for radial node 08 and downstream distance 05 of turbine 08 |  | (m^2/s)
| EddAmbT8N08D6 |  | Contribution to the eddy viscosity from ambient turbulence for radial node 08 and downstream distance 06 of turbine 08 |  | (m^2/s)
| EddAmbT8N08D7 |  | Contribution to the eddy viscosity from ambient turbulence for radial node 08 and downstream distance 07 of turbine 08 |  | (m^2/s)
| EddAmbT8N08D8 |  | Contribution to the eddy viscosity from ambient turbulence for radial node 08 and downstream distance 08 of turbine 08 |  | (m^2/s)
| EddAmbT8N08D9 |  | Contribution to the eddy viscosity from ambient turbulence for radial node 08 and downstream distance 09 of turbine 08 |  | (m^2/s)
| EddAmbT8N09D1 |  | Contribution to the eddy viscosity from ambient turbulence for radial node 09 and downstream distance 01 of turbine 08 |  | (m^2/s)
| EddAmbT8N09D2 |  | Contribution to the eddy viscosity from ambient turbulence for radial node 09 and downstream distance 02 of turbine 08 |  | (m^2/s)
| EddAmbT8N09D3 |  | Contribution to the eddy viscosity from ambient turbulence for radial node 09 and downstream distance 03 of turbine 08 |  | (m^2/s)
| EddAmbT8N09D4 |  | Contribution to the eddy viscosity from ambient turbulence for radial node 09 and downstream distance 04 of turbine 08 |  | (m^2/s)
| EddAmbT8N09D5 |  | Contribution to the eddy viscosity from ambient turbulence for radial node 09 and downstream distance 05 of turbine 08 |  | (m^2/s)
| EddAmbT8N09D6 |  | Contribution to the eddy viscosity from ambient turbulence for radial node 09 and downstream distance 06 of turbine 08 |  | (m^2/s)
| EddAmbT8N09D7 |  | Contribution to the eddy viscosity from ambient turbulence for radial node 09 and downstream distance 07 of turbine 08 |  | (m^2/s)
| EddAmbT8N09D8 |  | Contribution to the eddy viscosity from ambient turbulence for radial node 09 and downstream distance 08 of turbine 08 |  | (m^2/s)
| EddAmbT8N09D9 |  | Contribution to the eddy viscosity from ambient turbulence for radial node 09 and downstream distance 09 of turbine 08 |  | (m^2/s)
| EddAmbT8N10D1 |  | Contribution to the eddy viscosity from ambient turbulence for radial node 10 and downstream distance 01 of turbine 08 |  | (m^2/s)
| EddAmbT8N10D2 |  | Contribution to the eddy viscosity from ambient turbulence for radial node 10 and downstream distance 02 of turbine 08 |  | (m^2/s)
| EddAmbT8N10D3 |  | Contribution to the eddy viscosity from ambient turbulence for radial node 10 and downstream distance 03 of turbine 08 |  | (m^2/s)
| EddAmbT8N10D4 |  | Contribution to the eddy viscosity from ambient turbulence for radial node 10 and downstream distance 04 of turbine 08 |  | (m^2/s)
| EddAmbT8N10D5 |  | Contribution to the eddy viscosity from ambient turbulence for radial node 10 and downstream distance 05 of turbine 08 |  | (m^2/s)
| EddAmbT8N10D6 |  | Contribution to the eddy viscosity from ambient turbulence for radial node 10 and downstream distance 06 of turbine 08 |  | (m^2/s)
| EddAmbT8N10D7 |  | Contribution to the eddy viscosity from ambient turbulence for radial node 10 and downstream distance 07 of turbine 08 |  | (m^2/s)
| EddAmbT8N10D8 |  | Contribution to the eddy viscosity from ambient turbulence for radial node 10 and downstream distance 08 of turbine 08 |  | (m^2/s)
| EddAmbT8N10D9 |  | Contribution to the eddy viscosity from ambient turbulence for radial node 10 and downstream distance 09 of turbine 08 |  | (m^2/s)
| EddAmbT8N11D1 |  | Contribution to the eddy viscosity from ambient turbulence for radial node 11 and downstream distance 01 of turbine 08 |  | (m^2/s)
| EddAmbT8N11D2 |  | Contribution to the eddy viscosity from ambient turbulence for radial node 11 and downstream distance 02 of turbine 08 |  | (m^2/s)
| EddAmbT8N11D3 |  | Contribution to the eddy viscosity from ambient turbulence for radial node 11 and downstream distance 03 of turbine 08 |  | (m^2/s)
| EddAmbT8N11D4 |  | Contribution to the eddy viscosity from ambient turbulence for radial node 11 and downstream distance 04 of turbine 08 |  | (m^2/s)
| EddAmbT8N11D5 |  | Contribution to the eddy viscosity from ambient turbulence for radial node 11 and downstream distance 05 of turbine 08 |  | (m^2/s)
| EddAmbT8N11D6 |  | Contribution to the eddy viscosity from ambient turbulence for radial node 11 and downstream distance 06 of turbine 08 |  | (m^2/s)
| EddAmbT8N11D7 |  | Contribution to the eddy viscosity from ambient turbulence for radial node 11 and downstream distance 07 of turbine 08 |  | (m^2/s)
| EddAmbT8N11D8 |  | Contribution to the eddy viscosity from ambient turbulence for radial node 11 and downstream distance 08 of turbine 08 |  | (m^2/s)
| EddAmbT8N11D9 |  | Contribution to the eddy viscosity from ambient turbulence for radial node 11 and downstream distance 09 of turbine 08 |  | (m^2/s)
| EddAmbT8N12D1 |  | Contribution to the eddy viscosity from ambient turbulence for radial node 12 and downstream distance 01 of turbine 08 |  | (m^2/s)
| EddAmbT8N12D2 |  | Contribution to the eddy viscosity from ambient turbulence for radial node 12 and downstream distance 02 of turbine 08 |  | (m^2/s)
| EddAmbT8N12D3 |  | Contribution to the eddy viscosity from ambient turbulence for radial node 12 and downstream distance 03 of turbine 08 |  | (m^2/s)
| EddAmbT8N12D4 |  | Contribution to the eddy viscosity from ambient turbulence for radial node 12 and downstream distance 04 of turbine 08 |  | (m^2/s)
| EddAmbT8N12D5 |  | Contribution to the eddy viscosity from ambient turbulence for radial node 12 and downstream distance 05 of turbine 08 |  | (m^2/s)
| EddAmbT8N12D6 |  | Contribution to the eddy viscosity from ambient turbulence for radial node 12 and downstream distance 06 of turbine 08 |  | (m^2/s)
| EddAmbT8N12D7 |  | Contribution to the eddy viscosity from ambient turbulence for radial node 12 and downstream distance 07 of turbine 08 |  | (m^2/s)
| EddAmbT8N12D8 |  | Contribution to the eddy viscosity from ambient turbulence for radial node 12 and downstream distance 08 of turbine 08 |  | (m^2/s)
| EddAmbT8N12D9 |  | Contribution to the eddy viscosity from ambient turbulence for radial node 12 and downstream distance 09 of turbine 08 |  | (m^2/s)
| EddAmbT8N13D1 |  | Contribution to the eddy viscosity from ambient turbulence for radial node 13 and downstream distance 01 of turbine 08 |  | (m^2/s)
| EddAmbT8N13D2 |  | Contribution to the eddy viscosity from ambient turbulence for radial node 13 and downstream distance 02 of turbine 08 |  | (m^2/s)
| EddAmbT8N13D3 |  | Contribution to the eddy viscosity from ambient turbulence for radial node 13 and downstream distance 03 of turbine 08 |  | (m^2/s)
| EddAmbT8N13D4 |  | Contribution to the eddy viscosity from ambient turbulence for radial node 13 and downstream distance 04 of turbine 08 |  | (m^2/s)
| EddAmbT8N13D5 |  | Contribution to the eddy viscosity from ambient turbulence for radial node 13 and downstream distance 05 of turbine 08 |  | (m^2/s)
| EddAmbT8N13D6 |  | Contribution to the eddy viscosity from ambient turbulence for radial node 13 and downstream distance 06 of turbine 08 |  | (m^2/s)
| EddAmbT8N13D7 |  | Contribution to the eddy viscosity from ambient turbulence for radial node 13 and downstream distance 07 of turbine 08 |  | (m^2/s)
| EddAmbT8N13D8 |  | Contribution to the eddy viscosity from ambient turbulence for radial node 13 and downstream distance 08 of turbine 08 |  | (m^2/s)
| EddAmbT8N13D9 |  | Contribution to the eddy viscosity from ambient turbulence for radial node 13 and downstream distance 09 of turbine 08 |  | (m^2/s)
| EddAmbT8N14D1 |  | Contribution to the eddy viscosity from ambient turbulence for radial node 14 and downstream distance 01 of turbine 08 |  | (m^2/s)
| EddAmbT8N14D2 |  | Contribution to the eddy viscosity from ambient turbulence for radial node 14 and downstream distance 02 of turbine 08 |  | (m^2/s)
| EddAmbT8N14D3 |  | Contribution to the eddy viscosity from ambient turbulence for radial node 14 and downstream distance 03 of turbine 08 |  | (m^2/s)
| EddAmbT8N14D4 |  | Contribution to the eddy viscosity from ambient turbulence for radial node 14 and downstream distance 04 of turbine 08 |  | (m^2/s)
| EddAmbT8N14D5 |  | Contribution to the eddy viscosity from ambient turbulence for radial node 14 and downstream distance 05 of turbine 08 |  | (m^2/s)
| EddAmbT8N14D6 |  | Contribution to the eddy viscosity from ambient turbulence for radial node 14 and downstream distance 06 of turbine 08 |  | (m^2/s)
| EddAmbT8N14D7 |  | Contribution to the eddy viscosity from ambient turbulence for radial node 14 and downstream distance 07 of turbine 08 |  | (m^2/s)
| EddAmbT8N14D8 |  | Contribution to the eddy viscosity from ambient turbulence for radial node 14 and downstream distance 08 of turbine 08 |  | (m^2/s)
| EddAmbT8N14D9 |  | Contribution to the eddy viscosity from ambient turbulence for radial node 14 and downstream distance 09 of turbine 08 |  | (m^2/s)
| EddAmbT8N15D1 |  | Contribution to the eddy viscosity from ambient turbulence for radial node 15 and downstream distance 01 of turbine 08 |  | (m^2/s)
| EddAmbT8N15D2 |  | Contribution to the eddy viscosity from ambient turbulence for radial node 15 and downstream distance 02 of turbine 08 |  | (m^2/s)
| EddAmbT8N15D3 |  | Contribution to the eddy viscosity from ambient turbulence for radial node 15 and downstream distance 03 of turbine 08 |  | (m^2/s)
| EddAmbT8N15D4 |  | Contribution to the eddy viscosity from ambient turbulence for radial node 15 and downstream distance 04 of turbine 08 |  | (m^2/s)
| EddAmbT8N15D5 |  | Contribution to the eddy viscosity from ambient turbulence for radial node 15 and downstream distance 05 of turbine 08 |  | (m^2/s)
| EddAmbT8N15D6 |  | Contribution to the eddy viscosity from ambient turbulence for radial node 15 and downstream distance 06 of turbine 08 |  | (m^2/s)
| EddAmbT8N15D7 |  | Contribution to the eddy viscosity from ambient turbulence for radial node 15 and downstream distance 07 of turbine 08 |  | (m^2/s)
| EddAmbT8N15D8 |  | Contribution to the eddy viscosity from ambient turbulence for radial node 15 and downstream distance 08 of turbine 08 |  | (m^2/s)
| EddAmbT8N15D9 |  | Contribution to the eddy viscosity from ambient turbulence for radial node 15 and downstream distance 09 of turbine 08 |  | (m^2/s)
| EddAmbT8N16D1 |  | Contribution to the eddy viscosity from ambient turbulence for radial node 16 and downstream distance 01 of turbine 08 |  | (m^2/s)
| EddAmbT8N16D2 |  | Contribution to the eddy viscosity from ambient turbulence for radial node 16 and downstream distance 02 of turbine 08 |  | (m^2/s)
| EddAmbT8N16D3 |  | Contribution to the eddy viscosity from ambient turbulence for radial node 16 and downstream distance 03 of turbine 08 |  | (m^2/s)
| EddAmbT8N16D4 |  | Contribution to the eddy viscosity from ambient turbulence for radial node 16 and downstream distance 04 of turbine 08 |  | (m^2/s)
| EddAmbT8N16D5 |  | Contribution to the eddy viscosity from ambient turbulence for radial node 16 and downstream distance 05 of turbine 08 |  | (m^2/s)
| EddAmbT8N16D6 |  | Contribution to the eddy viscosity from ambient turbulence for radial node 16 and downstream distance 06 of turbine 08 |  | (m^2/s)
| EddAmbT8N16D7 |  | Contribution to the eddy viscosity from ambient turbulence for radial node 16 and downstream distance 07 of turbine 08 |  | (m^2/s)
| EddAmbT8N16D8 |  | Contribution to the eddy viscosity from ambient turbulence for radial node 16 and downstream distance 08 of turbine 08 |  | (m^2/s)
| EddAmbT8N16D9 |  | Contribution to the eddy viscosity from ambient turbulence for radial node 16 and downstream distance 09 of turbine 08 |  | (m^2/s)
| EddAmbT8N17D1 |  | Contribution to the eddy viscosity from ambient turbulence for radial node 17 and downstream distance 01 of turbine 08 |  | (m^2/s)
| EddAmbT8N17D2 |  | Contribution to the eddy viscosity from ambient turbulence for radial node 17 and downstream distance 02 of turbine 08 |  | (m^2/s)
| EddAmbT8N17D3 |  | Contribution to the eddy viscosity from ambient turbulence for radial node 17 and downstream distance 03 of turbine 08 |  | (m^2/s)
| EddAmbT8N17D4 |  | Contribution to the eddy viscosity from ambient turbulence for radial node 17 and downstream distance 04 of turbine 08 |  | (m^2/s)
| EddAmbT8N17D5 |  | Contribution to the eddy viscosity from ambient turbulence for radial node 17 and downstream distance 05 of turbine 08 |  | (m^2/s)
| EddAmbT8N17D6 |  | Contribution to the eddy viscosity from ambient turbulence for radial node 17 and downstream distance 06 of turbine 08 |  | (m^2/s)
| EddAmbT8N17D7 |  | Contribution to the eddy viscosity from ambient turbulence for radial node 17 and downstream distance 07 of turbine 08 |  | (m^2/s)
| EddAmbT8N17D8 |  | Contribution to the eddy viscosity from ambient turbulence for radial node 17 and downstream distance 08 of turbine 08 |  | (m^2/s)
| EddAmbT8N17D9 |  | Contribution to the eddy viscosity from ambient turbulence for radial node 17 and downstream distance 09 of turbine 08 |  | (m^2/s)
| EddAmbT8N18D1 |  | Contribution to the eddy viscosity from ambient turbulence for radial node 18 and downstream distance 01 of turbine 08 |  | (m^2/s)
| EddAmbT8N18D2 |  | Contribution to the eddy viscosity from ambient turbulence for radial node 18 and downstream distance 02 of turbine 08 |  | (m^2/s)
| EddAmbT8N18D3 |  | Contribution to the eddy viscosity from ambient turbulence for radial node 18 and downstream distance 03 of turbine 08 |  | (m^2/s)
| EddAmbT8N18D4 |  | Contribution to the eddy viscosity from ambient turbulence for radial node 18 and downstream distance 04 of turbine 08 |  | (m^2/s)
| EddAmbT8N18D5 |  | Contribution to the eddy viscosity from ambient turbulence for radial node 18 and downstream distance 05 of turbine 08 |  | (m^2/s)
| EddAmbT8N18D6 |  | Contribution to the eddy viscosity from ambient turbulence for radial node 18 and downstream distance 06 of turbine 08 |  | (m^2/s)
| EddAmbT8N18D7 |  | Contribution to the eddy viscosity from ambient turbulence for radial node 18 and downstream distance 07 of turbine 08 |  | (m^2/s)
| EddAmbT8N18D8 |  | Contribution to the eddy viscosity from ambient turbulence for radial node 18 and downstream distance 08 of turbine 08 |  | (m^2/s)
| EddAmbT8N18D9 |  | Contribution to the eddy viscosity from ambient turbulence for radial node 18 and downstream distance 09 of turbine 08 |  | (m^2/s)
| EddAmbT8N19D1 |  | Contribution to the eddy viscosity from ambient turbulence for radial node 19 and downstream distance 01 of turbine 08 |  | (m^2/s)
| EddAmbT8N19D2 |  | Contribution to the eddy viscosity from ambient turbulence for radial node 19 and downstream distance 02 of turbine 08 |  | (m^2/s)
| EddAmbT8N19D3 |  | Contribution to the eddy viscosity from ambient turbulence for radial node 19 and downstream distance 03 of turbine 08 |  | (m^2/s)
| EddAmbT8N19D4 |  | Contribution to the eddy viscosity from ambient turbulence for radial node 19 and downstream distance 04 of turbine 08 |  | (m^2/s)
| EddAmbT8N19D5 |  | Contribution to the eddy viscosity from ambient turbulence for radial node 19 and downstream distance 05 of turbine 08 |  | (m^2/s)
| EddAmbT8N19D6 |  | Contribution to the eddy viscosity from ambient turbulence for radial node 19 and downstream distance 06 of turbine 08 |  | (m^2/s)
| EddAmbT8N19D7 |  | Contribution to the eddy viscosity from ambient turbulence for radial node 19 and downstream distance 07 of turbine 08 |  | (m^2/s)
| EddAmbT8N19D8 |  | Contribution to the eddy viscosity from ambient turbulence for radial node 19 and downstream distance 08 of turbine 08 |  | (m^2/s)
| EddAmbT8N19D9 |  | Contribution to the eddy viscosity from ambient turbulence for radial node 19 and downstream distance 09 of turbine 08 |  | (m^2/s)
| EddAmbT8N20D1 |  | Contribution to the eddy viscosity from ambient turbulence for radial node 20 and downstream distance 01 of turbine 08 |  | (m^2/s)
| EddAmbT8N20D2 |  | Contribution to the eddy viscosity from ambient turbulence for radial node 20 and downstream distance 02 of turbine 08 |  | (m^2/s)
| EddAmbT8N20D3 |  | Contribution to the eddy viscosity from ambient turbulence for radial node 20 and downstream distance 03 of turbine 08 |  | (m^2/s)
| EddAmbT8N20D4 |  | Contribution to the eddy viscosity from ambient turbulence for radial node 20 and downstream distance 04 of turbine 08 |  | (m^2/s)
| EddAmbT8N20D5 |  | Contribution to the eddy viscosity from ambient turbulence for radial node 20 and downstream distance 05 of turbine 08 |  | (m^2/s)
| EddAmbT8N20D6 |  | Contribution to the eddy viscosity from ambient turbulence for radial node 20 and downstream distance 06 of turbine 08 |  | (m^2/s)
| EddAmbT8N20D7 |  | Contribution to the eddy viscosity from ambient turbulence for radial node 20 and downstream distance 07 of turbine 08 |  | (m^2/s)
| EddAmbT8N20D8 |  | Contribution to the eddy viscosity from ambient turbulence for radial node 20 and downstream distance 08 of turbine 08 |  | (m^2/s)
| EddAmbT8N20D9 |  | Contribution to the eddy viscosity from ambient turbulence for radial node 20 and downstream distance 09 of turbine 08 |  | (m^2/s)
| EddAmbT9N01D1 |  | Contribution to the eddy viscosity from ambient turbulence for radial node 01 and downstream distance 01 of turbine 09 |  | (m^2/s)
| EddAmbT9N01D2 |  | Contribution to the eddy viscosity from ambient turbulence for radial node 01 and downstream distance 02 of turbine 09 |  | (m^2/s)
| EddAmbT9N01D3 |  | Contribution to the eddy viscosity from ambient turbulence for radial node 01 and downstream distance 03 of turbine 09 |  | (m^2/s)
| EddAmbT9N01D4 |  | Contribution to the eddy viscosity from ambient turbulence for radial node 01 and downstream distance 04 of turbine 09 |  | (m^2/s)
| EddAmbT9N01D5 |  | Contribution to the eddy viscosity from ambient turbulence for radial node 01 and downstream distance 05 of turbine 09 |  | (m^2/s)
| EddAmbT9N01D6 |  | Contribution to the eddy viscosity from ambient turbulence for radial node 01 and downstream distance 06 of turbine 09 |  | (m^2/s)
| EddAmbT9N01D7 |  | Contribution to the eddy viscosity from ambient turbulence for radial node 01 and downstream distance 07 of turbine 09 |  | (m^2/s)
| EddAmbT9N01D8 |  | Contribution to the eddy viscosity from ambient turbulence for radial node 01 and downstream distance 08 of turbine 09 |  | (m^2/s)
| EddAmbT9N01D9 |  | Contribution to the eddy viscosity from ambient turbulence for radial node 01 and downstream distance 09 of turbine 09 |  | (m^2/s)
| EddAmbT9N02D1 |  | Contribution to the eddy viscosity from ambient turbulence for radial node 02 and downstream distance 01 of turbine 09 |  | (m^2/s)
| EddAmbT9N02D2 |  | Contribution to the eddy viscosity from ambient turbulence for radial node 02 and downstream distance 02 of turbine 09 |  | (m^2/s)
| EddAmbT9N02D3 |  | Contribution to the eddy viscosity from ambient turbulence for radial node 02 and downstream distance 03 of turbine 09 |  | (m^2/s)
| EddAmbT9N02D4 |  | Contribution to the eddy viscosity from ambient turbulence for radial node 02 and downstream distance 04 of turbine 09 |  | (m^2/s)
| EddAmbT9N02D5 |  | Contribution to the eddy viscosity from ambient turbulence for radial node 02 and downstream distance 05 of turbine 09 |  | (m^2/s)
| EddAmbT9N02D6 |  | Contribution to the eddy viscosity from ambient turbulence for radial node 02 and downstream distance 06 of turbine 09 |  | (m^2/s)
| EddAmbT9N02D7 |  | Contribution to the eddy viscosity from ambient turbulence for radial node 02 and downstream distance 07 of turbine 09 |  | (m^2/s)
| EddAmbT9N02D8 |  | Contribution to the eddy viscosity from ambient turbulence for radial node 02 and downstream distance 08 of turbine 09 |  | (m^2/s)
| EddAmbT9N02D9 |  | Contribution to the eddy viscosity from ambient turbulence for radial node 02 and downstream distance 09 of turbine 09 |  | (m^2/s)
| EddAmbT9N03D1 |  | Contribution to the eddy viscosity from ambient turbulence for radial node 03 and downstream distance 01 of turbine 09 |  | (m^2/s)
| EddAmbT9N03D2 |  | Contribution to the eddy viscosity from ambient turbulence for radial node 03 and downstream distance 02 of turbine 09 |  | (m^2/s)
| EddAmbT9N03D3 |  | Contribution to the eddy viscosity from ambient turbulence for radial node 03 and downstream distance 03 of turbine 09 |  | (m^2/s)
| EddAmbT9N03D4 |  | Contribution to the eddy viscosity from ambient turbulence for radial node 03 and downstream distance 04 of turbine 09 |  | (m^2/s)
| EddAmbT9N03D5 |  | Contribution to the eddy viscosity from ambient turbulence for radial node 03 and downstream distance 05 of turbine 09 |  | (m^2/s)
| EddAmbT9N03D6 |  | Contribution to the eddy viscosity from ambient turbulence for radial node 03 and downstream distance 06 of turbine 09 |  | (m^2/s)
| EddAmbT9N03D7 |  | Contribution to the eddy viscosity from ambient turbulence for radial node 03 and downstream distance 07 of turbine 09 |  | (m^2/s)
| EddAmbT9N03D8 |  | Contribution to the eddy viscosity from ambient turbulence for radial node 03 and downstream distance 08 of turbine 09 |  | (m^2/s)
| EddAmbT9N03D9 |  | Contribution to the eddy viscosity from ambient turbulence for radial node 03 and downstream distance 09 of turbine 09 |  | (m^2/s)
| EddAmbT9N04D1 |  | Contribution to the eddy viscosity from ambient turbulence for radial node 04 and downstream distance 01 of turbine 09 |  | (m^2/s)
| EddAmbT9N04D2 |  | Contribution to the eddy viscosity from ambient turbulence for radial node 04 and downstream distance 02 of turbine 09 |  | (m^2/s)
| EddAmbT9N04D3 |  | Contribution to the eddy viscosity from ambient turbulence for radial node 04 and downstream distance 03 of turbine 09 |  | (m^2/s)
| EddAmbT9N04D4 |  | Contribution to the eddy viscosity from ambient turbulence for radial node 04 and downstream distance 04 of turbine 09 |  | (m^2/s)
| EddAmbT9N04D5 |  | Contribution to the eddy viscosity from ambient turbulence for radial node 04 and downstream distance 05 of turbine 09 |  | (m^2/s)
| EddAmbT9N04D6 |  | Contribution to the eddy viscosity from ambient turbulence for radial node 04 and downstream distance 06 of turbine 09 |  | (m^2/s)
| EddAmbT9N04D7 |  | Contribution to the eddy viscosity from ambient turbulence for radial node 04 and downstream distance 07 of turbine 09 |  | (m^2/s)
| EddAmbT9N04D8 |  | Contribution to the eddy viscosity from ambient turbulence for radial node 04 and downstream distance 08 of turbine 09 |  | (m^2/s)
| EddAmbT9N04D9 |  | Contribution to the eddy viscosity from ambient turbulence for radial node 04 and downstream distance 09 of turbine 09 |  | (m^2/s)
| EddAmbT9N05D1 |  | Contribution to the eddy viscosity from ambient turbulence for radial node 05 and downstream distance 01 of turbine 09 |  | (m^2/s)
| EddAmbT9N05D2 |  | Contribution to the eddy viscosity from ambient turbulence for radial node 05 and downstream distance 02 of turbine 09 |  | (m^2/s)
| EddAmbT9N05D3 |  | Contribution to the eddy viscosity from ambient turbulence for radial node 05 and downstream distance 03 of turbine 09 |  | (m^2/s)
| EddAmbT9N05D4 |  | Contribution to the eddy viscosity from ambient turbulence for radial node 05 and downstream distance 04 of turbine 09 |  | (m^2/s)
| EddAmbT9N05D5 |  | Contribution to the eddy viscosity from ambient turbulence for radial node 05 and downstream distance 05 of turbine 09 |  | (m^2/s)
| EddAmbT9N05D6 |  | Contribution to the eddy viscosity from ambient turbulence for radial node 05 and downstream distance 06 of turbine 09 |  | (m^2/s)
| EddAmbT9N05D7 |  | Contribution to the eddy viscosity from ambient turbulence for radial node 05 and downstream distance 07 of turbine 09 |  | (m^2/s)
| EddAmbT9N05D8 |  | Contribution to the eddy viscosity from ambient turbulence for radial node 05 and downstream distance 08 of turbine 09 |  | (m^2/s)
| EddAmbT9N05D9 |  | Contribution to the eddy viscosity from ambient turbulence for radial node 05 and downstream distance 09 of turbine 09 |  | (m^2/s)
| EddAmbT9N06D1 |  | Contribution to the eddy viscosity from ambient turbulence for radial node 06 and downstream distance 01 of turbine 09 |  | (m^2/s)
| EddAmbT9N06D2 |  | Contribution to the eddy viscosity from ambient turbulence for radial node 06 and downstream distance 02 of turbine 09 |  | (m^2/s)
| EddAmbT9N06D3 |  | Contribution to the eddy viscosity from ambient turbulence for radial node 06 and downstream distance 03 of turbine 09 |  | (m^2/s)
| EddAmbT9N06D4 |  | Contribution to the eddy viscosity from ambient turbulence for radial node 06 and downstream distance 04 of turbine 09 |  | (m^2/s)
| EddAmbT9N06D5 |  | Contribution to the eddy viscosity from ambient turbulence for radial node 06 and downstream distance 05 of turbine 09 |  | (m^2/s)
| EddAmbT9N06D6 |  | Contribution to the eddy viscosity from ambient turbulence for radial node 06 and downstream distance 06 of turbine 09 |  | (m^2/s)
| EddAmbT9N06D7 |  | Contribution to the eddy viscosity from ambient turbulence for radial node 06 and downstream distance 07 of turbine 09 |  | (m^2/s)
| EddAmbT9N06D8 |  | Contribution to the eddy viscosity from ambient turbulence for radial node 06 and downstream distance 08 of turbine 09 |  | (m^2/s)
| EddAmbT9N06D9 |  | Contribution to the eddy viscosity from ambient turbulence for radial node 06 and downstream distance 09 of turbine 09 |  | (m^2/s)
| EddAmbT9N07D1 |  | Contribution to the eddy viscosity from ambient turbulence for radial node 07 and downstream distance 01 of turbine 09 |  | (m^2/s)
| EddAmbT9N07D2 |  | Contribution to the eddy viscosity from ambient turbulence for radial node 07 and downstream distance 02 of turbine 09 |  | (m^2/s)
| EddAmbT9N07D3 |  | Contribution to the eddy viscosity from ambient turbulence for radial node 07 and downstream distance 03 of turbine 09 |  | (m^2/s)
| EddAmbT9N07D4 |  | Contribution to the eddy viscosity from ambient turbulence for radial node 07 and downstream distance 04 of turbine 09 |  | (m^2/s)
| EddAmbT9N07D5 |  | Contribution to the eddy viscosity from ambient turbulence for radial node 07 and downstream distance 05 of turbine 09 |  | (m^2/s)
| EddAmbT9N07D6 |  | Contribution to the eddy viscosity from ambient turbulence for radial node 07 and downstream distance 06 of turbine 09 |  | (m^2/s)
| EddAmbT9N07D7 |  | Contribution to the eddy viscosity from ambient turbulence for radial node 07 and downstream distance 07 of turbine 09 |  | (m^2/s)
| EddAmbT9N07D8 |  | Contribution to the eddy viscosity from ambient turbulence for radial node 07 and downstream distance 08 of turbine 09 |  | (m^2/s)
| EddAmbT9N07D9 |  | Contribution to the eddy viscosity from ambient turbulence for radial node 07 and downstream distance 09 of turbine 09 |  | (m^2/s)
| EddAmbT9N08D1 |  | Contribution to the eddy viscosity from ambient turbulence for radial node 08 and downstream distance 01 of turbine 09 |  | (m^2/s)
| EddAmbT9N08D2 |  | Contribution to the eddy viscosity from ambient turbulence for radial node 08 and downstream distance 02 of turbine 09 |  | (m^2/s)
| EddAmbT9N08D3 |  | Contribution to the eddy viscosity from ambient turbulence for radial node 08 and downstream distance 03 of turbine 09 |  | (m^2/s)
| EddAmbT9N08D4 |  | Contribution to the eddy viscosity from ambient turbulence for radial node 08 and downstream distance 04 of turbine 09 |  | (m^2/s)
| EddAmbT9N08D5 |  | Contribution to the eddy viscosity from ambient turbulence for radial node 08 and downstream distance 05 of turbine 09 |  | (m^2/s)
| EddAmbT9N08D6 |  | Contribution to the eddy viscosity from ambient turbulence for radial node 08 and downstream distance 06 of turbine 09 |  | (m^2/s)
| EddAmbT9N08D7 |  | Contribution to the eddy viscosity from ambient turbulence for radial node 08 and downstream distance 07 of turbine 09 |  | (m^2/s)
| EddAmbT9N08D8 |  | Contribution to the eddy viscosity from ambient turbulence for radial node 08 and downstream distance 08 of turbine 09 |  | (m^2/s)
| EddAmbT9N08D9 |  | Contribution to the eddy viscosity from ambient turbulence for radial node 08 and downstream distance 09 of turbine 09 |  | (m^2/s)
| EddAmbT9N09D1 |  | Contribution to the eddy viscosity from ambient turbulence for radial node 09 and downstream distance 01 of turbine 09 |  | (m^2/s)
| EddAmbT9N09D2 |  | Contribution to the eddy viscosity from ambient turbulence for radial node 09 and downstream distance 02 of turbine 09 |  | (m^2/s)
| EddAmbT9N09D3 |  | Contribution to the eddy viscosity from ambient turbulence for radial node 09 and downstream distance 03 of turbine 09 |  | (m^2/s)
| EddAmbT9N09D4 |  | Contribution to the eddy viscosity from ambient turbulence for radial node 09 and downstream distance 04 of turbine 09 |  | (m^2/s)
| EddAmbT9N09D5 |  | Contribution to the eddy viscosity from ambient turbulence for radial node 09 and downstream distance 05 of turbine 09 |  | (m^2/s)
| EddAmbT9N09D6 |  | Contribution to the eddy viscosity from ambient turbulence for radial node 09 and downstream distance 06 of turbine 09 |  | (m^2/s)
| EddAmbT9N09D7 |  | Contribution to the eddy viscosity from ambient turbulence for radial node 09 and downstream distance 07 of turbine 09 |  | (m^2/s)
| EddAmbT9N09D8 |  | Contribution to the eddy viscosity from ambient turbulence for radial node 09 and downstream distance 08 of turbine 09 |  | (m^2/s)
| EddAmbT9N09D9 |  | Contribution to the eddy viscosity from ambient turbulence for radial node 09 and downstream distance 09 of turbine 09 |  | (m^2/s)
| EddAmbT9N10D1 |  | Contribution to the eddy viscosity from ambient turbulence for radial node 10 and downstream distance 01 of turbine 09 |  | (m^2/s)
| EddAmbT9N10D2 |  | Contribution to the eddy viscosity from ambient turbulence for radial node 10 and downstream distance 02 of turbine 09 |  | (m^2/s)
| EddAmbT9N10D3 |  | Contribution to the eddy viscosity from ambient turbulence for radial node 10 and downstream distance 03 of turbine 09 |  | (m^2/s)
| EddAmbT9N10D4 |  | Contribution to the eddy viscosity from ambient turbulence for radial node 10 and downstream distance 04 of turbine 09 |  | (m^2/s)
| EddAmbT9N10D5 |  | Contribution to the eddy viscosity from ambient turbulence for radial node 10 and downstream distance 05 of turbine 09 |  | (m^2/s)
| EddAmbT9N10D6 |  | Contribution to the eddy viscosity from ambient turbulence for radial node 10 and downstream distance 06 of turbine 09 |  | (m^2/s)
| EddAmbT9N10D7 |  | Contribution to the eddy viscosity from ambient turbulence for radial node 10 and downstream distance 07 of turbine 09 |  | (m^2/s)
| EddAmbT9N10D8 |  | Contribution to the eddy viscosity from ambient turbulence for radial node 10 and downstream distance 08 of turbine 09 |  | (m^2/s)
| EddAmbT9N10D9 |  | Contribution to the eddy viscosity from ambient turbulence for radial node 10 and downstream distance 09 of turbine 09 |  | (m^2/s)
| EddAmbT9N11D1 |  | Contribution to the eddy viscosity from ambient turbulence for radial node 11 and downstream distance 01 of turbine 09 |  | (m^2/s)
| EddAmbT9N11D2 |  | Contribution to the eddy viscosity from ambient turbulence for radial node 11 and downstream distance 02 of turbine 09 |  | (m^2/s)
| EddAmbT9N11D3 |  | Contribution to the eddy viscosity from ambient turbulence for radial node 11 and downstream distance 03 of turbine 09 |  | (m^2/s)
| EddAmbT9N11D4 |  | Contribution to the eddy viscosity from ambient turbulence for radial node 11 and downstream distance 04 of turbine 09 |  | (m^2/s)
| EddAmbT9N11D5 |  | Contribution to the eddy viscosity from ambient turbulence for radial node 11 and downstream distance 05 of turbine 09 |  | (m^2/s)
| EddAmbT9N11D6 |  | Contribution to the eddy viscosity from ambient turbulence for radial node 11 and downstream distance 06 of turbine 09 |  | (m^2/s)
| EddAmbT9N11D7 |  | Contribution to the eddy viscosity from ambient turbulence for radial node 11 and downstream distance 07 of turbine 09 |  | (m^2/s)
| EddAmbT9N11D8 |  | Contribution to the eddy viscosity from ambient turbulence for radial node 11 and downstream distance 08 of turbine 09 |  | (m^2/s)
| EddAmbT9N11D9 |  | Contribution to the eddy viscosity from ambient turbulence for radial node 11 and downstream distance 09 of turbine 09 |  | (m^2/s)
| EddAmbT9N12D1 |  | Contribution to the eddy viscosity from ambient turbulence for radial node 12 and downstream distance 01 of turbine 09 |  | (m^2/s)
| EddAmbT9N12D2 |  | Contribution to the eddy viscosity from ambient turbulence for radial node 12 and downstream distance 02 of turbine 09 |  | (m^2/s)
| EddAmbT9N12D3 |  | Contribution to the eddy viscosity from ambient turbulence for radial node 12 and downstream distance 03 of turbine 09 |  | (m^2/s)
| EddAmbT9N12D4 |  | Contribution to the eddy viscosity from ambient turbulence for radial node 12 and downstream distance 04 of turbine 09 |  | (m^2/s)
| EddAmbT9N12D5 |  | Contribution to the eddy viscosity from ambient turbulence for radial node 12 and downstream distance 05 of turbine 09 |  | (m^2/s)
| EddAmbT9N12D6 |  | Contribution to the eddy viscosity from ambient turbulence for radial node 12 and downstream distance 06 of turbine 09 |  | (m^2/s)
| EddAmbT9N12D7 |  | Contribution to the eddy viscosity from ambient turbulence for radial node 12 and downstream distance 07 of turbine 09 |  | (m^2/s)
| EddAmbT9N12D8 |  | Contribution to the eddy viscosity from ambient turbulence for radial node 12 and downstream distance 08 of turbine 09 |  | (m^2/s)
| EddAmbT9N12D9 |  | Contribution to the eddy viscosity from ambient turbulence for radial node 12 and downstream distance 09 of turbine 09 |  | (m^2/s)
| EddAmbT9N13D1 |  | Contribution to the eddy viscosity from ambient turbulence for radial node 13 and downstream distance 01 of turbine 09 |  | (m^2/s)
| EddAmbT9N13D2 |  | Contribution to the eddy viscosity from ambient turbulence for radial node 13 and downstream distance 02 of turbine 09 |  | (m^2/s)
| EddAmbT9N13D3 |  | Contribution to the eddy viscosity from ambient turbulence for radial node 13 and downstream distance 03 of turbine 09 |  | (m^2/s)
| EddAmbT9N13D4 |  | Contribution to the eddy viscosity from ambient turbulence for radial node 13 and downstream distance 04 of turbine 09 |  | (m^2/s)
| EddAmbT9N13D5 |  | Contribution to the eddy viscosity from ambient turbulence for radial node 13 and downstream distance 05 of turbine 09 |  | (m^2/s)
| EddAmbT9N13D6 |  | Contribution to the eddy viscosity from ambient turbulence for radial node 13 and downstream distance 06 of turbine 09 |  | (m^2/s)
| EddAmbT9N13D7 |  | Contribution to the eddy viscosity from ambient turbulence for radial node 13 and downstream distance 07 of turbine 09 |  | (m^2/s)
| EddAmbT9N13D8 |  | Contribution to the eddy viscosity from ambient turbulence for radial node 13 and downstream distance 08 of turbine 09 |  | (m^2/s)
| EddAmbT9N13D9 |  | Contribution to the eddy viscosity from ambient turbulence for radial node 13 and downstream distance 09 of turbine 09 |  | (m^2/s)
| EddAmbT9N14D1 |  | Contribution to the eddy viscosity from ambient turbulence for radial node 14 and downstream distance 01 of turbine 09 |  | (m^2/s)
| EddAmbT9N14D2 |  | Contribution to the eddy viscosity from ambient turbulence for radial node 14 and downstream distance 02 of turbine 09 |  | (m^2/s)
| EddAmbT9N14D3 |  | Contribution to the eddy viscosity from ambient turbulence for radial node 14 and downstream distance 03 of turbine 09 |  | (m^2/s)
| EddAmbT9N14D4 |  | Contribution to the eddy viscosity from ambient turbulence for radial node 14 and downstream distance 04 of turbine 09 |  | (m^2/s)
| EddAmbT9N14D5 |  | Contribution to the eddy viscosity from ambient turbulence for radial node 14 and downstream distance 05 of turbine 09 |  | (m^2/s)
| EddAmbT9N14D6 |  | Contribution to the eddy viscosity from ambient turbulence for radial node 14 and downstream distance 06 of turbine 09 |  | (m^2/s)
| EddAmbT9N14D7 |  | Contribution to the eddy viscosity from ambient turbulence for radial node 14 and downstream distance 07 of turbine 09 |  | (m^2/s)
| EddAmbT9N14D8 |  | Contribution to the eddy viscosity from ambient turbulence for radial node 14 and downstream distance 08 of turbine 09 |  | (m^2/s)
| EddAmbT9N14D9 |  | Contribution to the eddy viscosity from ambient turbulence for radial node 14 and downstream distance 09 of turbine 09 |  | (m^2/s)
| EddAmbT9N15D1 |  | Contribution to the eddy viscosity from ambient turbulence for radial node 15 and downstream distance 01 of turbine 09 |  | (m^2/s)
| EddAmbT9N15D2 |  | Contribution to the eddy viscosity from ambient turbulence for radial node 15 and downstream distance 02 of turbine 09 |  | (m^2/s)
| EddAmbT9N15D3 |  | Contribution to the eddy viscosity from ambient turbulence for radial node 15 and downstream distance 03 of turbine 09 |  | (m^2/s)
| EddAmbT9N15D4 |  | Contribution to the eddy viscosity from ambient turbulence for radial node 15 and downstream distance 04 of turbine 09 |  | (m^2/s)
| EddAmbT9N15D5 |  | Contribution to the eddy viscosity from ambient turbulence for radial node 15 and downstream distance 05 of turbine 09 |  | (m^2/s)
| EddAmbT9N15D6 |  | Contribution to the eddy viscosity from ambient turbulence for radial node 15 and downstream distance 06 of turbine 09 |  | (m^2/s)
| EddAmbT9N15D7 |  | Contribution to the eddy viscosity from ambient turbulence for radial node 15 and downstream distance 07 of turbine 09 |  | (m^2/s)
| EddAmbT9N15D8 |  | Contribution to the eddy viscosity from ambient turbulence for radial node 15 and downstream distance 08 of turbine 09 |  | (m^2/s)
| EddAmbT9N15D9 |  | Contribution to the eddy viscosity from ambient turbulence for radial node 15 and downstream distance 09 of turbine 09 |  | (m^2/s)
| EddAmbT9N16D1 |  | Contribution to the eddy viscosity from ambient turbulence for radial node 16 and downstream distance 01 of turbine 09 |  | (m^2/s)
| EddAmbT9N16D2 |  | Contribution to the eddy viscosity from ambient turbulence for radial node 16 and downstream distance 02 of turbine 09 |  | (m^2/s)
| EddAmbT9N16D3 |  | Contribution to the eddy viscosity from ambient turbulence for radial node 16 and downstream distance 03 of turbine 09 |  | (m^2/s)
| EddAmbT9N16D4 |  | Contribution to the eddy viscosity from ambient turbulence for radial node 16 and downstream distance 04 of turbine 09 |  | (m^2/s)
| EddAmbT9N16D5 |  | Contribution to the eddy viscosity from ambient turbulence for radial node 16 and downstream distance 05 of turbine 09 |  | (m^2/s)
| EddAmbT9N16D6 |  | Contribution to the eddy viscosity from ambient turbulence for radial node 16 and downstream distance 06 of turbine 09 |  | (m^2/s)
| EddAmbT9N16D7 |  | Contribution to the eddy viscosity from ambient turbulence for radial node 16 and downstream distance 07 of turbine 09 |  | (m^2/s)
| EddAmbT9N16D8 |  | Contribution to the eddy viscosity from ambient turbulence for radial node 16 and downstream distance 08 of turbine 09 |  | (m^2/s)
| EddAmbT9N16D9 |  | Contribution to the eddy viscosity from ambient turbulence for radial node 16 and downstream distance 09 of turbine 09 |  | (m^2/s)
| EddAmbT9N17D1 |  | Contribution to the eddy viscosity from ambient turbulence for radial node 17 and downstream distance 01 of turbine 09 |  | (m^2/s)
| EddAmbT9N17D2 |  | Contribution to the eddy viscosity from ambient turbulence for radial node 17 and downstream distance 02 of turbine 09 |  | (m^2/s)
| EddAmbT9N17D3 |  | Contribution to the eddy viscosity from ambient turbulence for radial node 17 and downstream distance 03 of turbine 09 |  | (m^2/s)
| EddAmbT9N17D4 |  | Contribution to the eddy viscosity from ambient turbulence for radial node 17 and downstream distance 04 of turbine 09 |  | (m^2/s)
| EddAmbT9N17D5 |  | Contribution to the eddy viscosity from ambient turbulence for radial node 17 and downstream distance 05 of turbine 09 |  | (m^2/s)
| EddAmbT9N17D6 |  | Contribution to the eddy viscosity from ambient turbulence for radial node 17 and downstream distance 06 of turbine 09 |  | (m^2/s)
| EddAmbT9N17D7 |  | Contribution to the eddy viscosity from ambient turbulence for radial node 17 and downstream distance 07 of turbine 09 |  | (m^2/s)
| EddAmbT9N17D8 |  | Contribution to the eddy viscosity from ambient turbulence for radial node 17 and downstream distance 08 of turbine 09 |  | (m^2/s)
| EddAmbT9N17D9 |  | Contribution to the eddy viscosity from ambient turbulence for radial node 17 and downstream distance 09 of turbine 09 |  | (m^2/s)
| EddAmbT9N18D1 |  | Contribution to the eddy viscosity from ambient turbulence for radial node 18 and downstream distance 01 of turbine 09 |  | (m^2/s)
| EddAmbT9N18D2 |  | Contribution to the eddy viscosity from ambient turbulence for radial node 18 and downstream distance 02 of turbine 09 |  | (m^2/s)
| EddAmbT9N18D3 |  | Contribution to the eddy viscosity from ambient turbulence for radial node 18 and downstream distance 03 of turbine 09 |  | (m^2/s)
| EddAmbT9N18D4 |  | Contribution to the eddy viscosity from ambient turbulence for radial node 18 and downstream distance 04 of turbine 09 |  | (m^2/s)
| EddAmbT9N18D5 |  | Contribution to the eddy viscosity from ambient turbulence for radial node 18 and downstream distance 05 of turbine 09 |  | (m^2/s)
| EddAmbT9N18D6 |  | Contribution to the eddy viscosity from ambient turbulence for radial node 18 and downstream distance 06 of turbine 09 |  | (m^2/s)
| EddAmbT9N18D7 |  | Contribution to the eddy viscosity from ambient turbulence for radial node 18 and downstream distance 07 of turbine 09 |  | (m^2/s)
| EddAmbT9N18D8 |  | Contribution to the eddy viscosity from ambient turbulence for radial node 18 and downstream distance 08 of turbine 09 |  | (m^2/s)
| EddAmbT9N18D9 |  | Contribution to the eddy viscosity from ambient turbulence for radial node 18 and downstream distance 09 of turbine 09 |  | (m^2/s)
| EddAmbT9N19D1 |  | Contribution to the eddy viscosity from ambient turbulence for radial node 19 and downstream distance 01 of turbine 09 |  | (m^2/s)
| EddAmbT9N19D2 |  | Contribution to the eddy viscosity from ambient turbulence for radial node 19 and downstream distance 02 of turbine 09 |  | (m^2/s)
| EddAmbT9N19D3 |  | Contribution to the eddy viscosity from ambient turbulence for radial node 19 and downstream distance 03 of turbine 09 |  | (m^2/s)
| EddAmbT9N19D4 |  | Contribution to the eddy viscosity from ambient turbulence for radial node 19 and downstream distance 04 of turbine 09 |  | (m^2/s)
| EddAmbT9N19D5 |  | Contribution to the eddy viscosity from ambient turbulence for radial node 19 and downstream distance 05 of turbine 09 |  | (m^2/s)
| EddAmbT9N19D6 |  | Contribution to the eddy viscosity from ambient turbulence for radial node 19 and downstream distance 06 of turbine 09 |  | (m^2/s)
| EddAmbT9N19D7 |  | Contribution to the eddy viscosity from ambient turbulence for radial node 19 and downstream distance 07 of turbine 09 |  | (m^2/s)
| EddAmbT9N19D8 |  | Contribution to the eddy viscosity from ambient turbulence for radial node 19 and downstream distance 08 of turbine 09 |  | (m^2/s)
| EddAmbT9N19D9 |  | Contribution to the eddy viscosity from ambient turbulence for radial node 19 and downstream distance 09 of turbine 09 |  | (m^2/s)
| EddAmbT9N20D1 |  | Contribution to the eddy viscosity from ambient turbulence for radial node 20 and downstream distance 01 of turbine 09 |  | (m^2/s)
| EddAmbT9N20D2 |  | Contribution to the eddy viscosity from ambient turbulence for radial node 20 and downstream distance 02 of turbine 09 |  | (m^2/s)
| EddAmbT9N20D3 |  | Contribution to the eddy viscosity from ambient turbulence for radial node 20 and downstream distance 03 of turbine 09 |  | (m^2/s)
| EddAmbT9N20D4 |  | Contribution to the eddy viscosity from ambient turbulence for radial node 20 and downstream distance 04 of turbine 09 |  | (m^2/s)
| EddAmbT9N20D5 |  | Contribution to the eddy viscosity from ambient turbulence for radial node 20 and downstream distance 05 of turbine 09 |  | (m^2/s)
| EddAmbT9N20D6 |  | Contribution to the eddy viscosity from ambient turbulence for radial node 20 and downstream distance 06 of turbine 09 |  | (m^2/s)
| EddAmbT9N20D7 |  | Contribution to the eddy viscosity from ambient turbulence for radial node 20 and downstream distance 07 of turbine 09 |  | (m^2/s)
| EddAmbT9N20D8 |  | Contribution to the eddy viscosity from ambient turbulence for radial node 20 and downstream distance 08 of turbine 09 |  | (m^2/s)
| EddAmbT9N20D9 |  | Contribution to the eddy viscosity from ambient turbulence for radial node 20 and downstream distance 09 of turbine 09 |  | (m^2/s)
Contribution to eddy viscosity from shear layer
| EddShrT1N01D1 |  | Contribution to the eddy viscosity from the shear layer for radial node 01 and downstream distance 01 of turbine 01 |  | (m^2/s)
| EddShrT1N01D2 |  | Contribution to the eddy viscosity from the shear layer for radial node 01 and downstream distance 02 of turbine 01 |  | (m^2/s)
| EddShrT1N01D3 |  | Contribution to the eddy viscosity from the shear layer for radial node 01 and downstream distance 03 of turbine 01 |  | (m^2/s)
| EddShrT1N01D4 |  | Contribution to the eddy viscosity from the shear layer for radial node 01 and downstream distance 04 of turbine 01 |  | (m^2/s)
| EddShrT1N01D5 |  | Contribution to the eddy viscosity from the shear layer for radial node 01 and downstream distance 05 of turbine 01 |  | (m^2/s)
| EddShrT1N01D6 |  | Contribution to the eddy viscosity from the shear layer for radial node 01 and downstream distance 06 of turbine 01 |  | (m^2/s)
| EddShrT1N01D7 |  | Contribution to the eddy viscosity from the shear layer for radial node 01 and downstream distance 07 of turbine 01 |  | (m^2/s)
| EddShrT1N01D8 |  | Contribution to the eddy viscosity from the shear layer for radial node 01 and downstream distance 08 of turbine 01 |  | (m^2/s)
| EddShrT1N01D9 |  | Contribution to the eddy viscosity from the shear layer for radial node 01 and downstream distance 09 of turbine 01 |  | (m^2/s)
| EddShrT1N02D1 |  | Contribution to the eddy viscosity from the shear layer for radial node 02 and downstream distance 01 of turbine 01 |  | (m^2/s)
| EddShrT1N02D2 |  | Contribution to the eddy viscosity from the shear layer for radial node 02 and downstream distance 02 of turbine 01 |  | (m^2/s)
| EddShrT1N02D3 |  | Contribution to the eddy viscosity from the shear layer for radial node 02 and downstream distance 03 of turbine 01 |  | (m^2/s)
| EddShrT1N02D4 |  | Contribution to the eddy viscosity from the shear layer for radial node 02 and downstream distance 04 of turbine 01 |  | (m^2/s)
| EddShrT1N02D5 |  | Contribution to the eddy viscosity from the shear layer for radial node 02 and downstream distance 05 of turbine 01 |  | (m^2/s)
| EddShrT1N02D6 |  | Contribution to the eddy viscosity from the shear layer for radial node 02 and downstream distance 06 of turbine 01 |  | (m^2/s)
| EddShrT1N02D7 |  | Contribution to the eddy viscosity from the shear layer for radial node 02 and downstream distance 07 of turbine 01 |  | (m^2/s)
| EddShrT1N02D8 |  | Contribution to the eddy viscosity from the shear layer for radial node 02 and downstream distance 08 of turbine 01 |  | (m^2/s)
| EddShrT1N02D9 |  | Contribution to the eddy viscosity from the shear layer for radial node 02 and downstream distance 09 of turbine 01 |  | (m^2/s)
| EddShrT1N03D1 |  | Contribution to the eddy viscosity from the shear layer for radial node 03 and downstream distance 01 of turbine 01 |  | (m^2/s)
| EddShrT1N03D2 |  | Contribution to the eddy viscosity from the shear layer for radial node 03 and downstream distance 02 of turbine 01 |  | (m^2/s)
| EddShrT1N03D3 |  | Contribution to the eddy viscosity from the shear layer for radial node 03 and downstream distance 03 of turbine 01 |  | (m^2/s)
| EddShrT1N03D4 |  | Contribution to the eddy viscosity from the shear layer for radial node 03 and downstream distance 04 of turbine 01 |  | (m^2/s)
| EddShrT1N03D5 |  | Contribution to the eddy viscosity from the shear layer for radial node 03 and downstream distance 05 of turbine 01 |  | (m^2/s)
| EddShrT1N03D6 |  | Contribution to the eddy viscosity from the shear layer for radial node 03 and downstream distance 06 of turbine 01 |  | (m^2/s)
| EddShrT1N03D7 |  | Contribution to the eddy viscosity from the shear layer for radial node 03 and downstream distance 07 of turbine 01 |  | (m^2/s)
| EddShrT1N03D8 |  | Contribution to the eddy viscosity from the shear layer for radial node 03 and downstream distance 08 of turbine 01 |  | (m^2/s)
| EddShrT1N03D9 |  | Contribution to the eddy viscosity from the shear layer for radial node 03 and downstream distance 09 of turbine 01 |  | (m^2/s)
| EddShrT1N04D1 |  | Contribution to the eddy viscosity from the shear layer for radial node 04 and downstream distance 01 of turbine 01 |  | (m^2/s)
| EddShrT1N04D2 |  | Contribution to the eddy viscosity from the shear layer for radial node 04 and downstream distance 02 of turbine 01 |  | (m^2/s)
| EddShrT1N04D3 |  | Contribution to the eddy viscosity from the shear layer for radial node 04 and downstream distance 03 of turbine 01 |  | (m^2/s)
| EddShrT1N04D4 |  | Contribution to the eddy viscosity from the shear layer for radial node 04 and downstream distance 04 of turbine 01 |  | (m^2/s)
| EddShrT1N04D5 |  | Contribution to the eddy viscosity from the shear layer for radial node 04 and downstream distance 05 of turbine 01 |  | (m^2/s)
| EddShrT1N04D6 |  | Contribution to the eddy viscosity from the shear layer for radial node 04 and downstream distance 06 of turbine 01 |  | (m^2/s)
| EddShrT1N04D7 |  | Contribution to the eddy viscosity from the shear layer for radial node 04 and downstream distance 07 of turbine 01 |  | (m^2/s)
| EddShrT1N04D8 |  | Contribution to the eddy viscosity from the shear layer for radial node 04 and downstream distance 08 of turbine 01 |  | (m^2/s)
| EddShrT1N04D9 |  | Contribution to the eddy viscosity from the shear layer for radial node 04 and downstream distance 09 of turbine 01 |  | (m^2/s)
| EddShrT1N05D1 |  | Contribution to the eddy viscosity from the shear layer for radial node 05 and downstream distance 01 of turbine 01 |  | (m^2/s)
| EddShrT1N05D2 |  | Contribution to the eddy viscosity from the shear layer for radial node 05 and downstream distance 02 of turbine 01 |  | (m^2/s)
| EddShrT1N05D3 |  | Contribution to the eddy viscosity from the shear layer for radial node 05 and downstream distance 03 of turbine 01 |  | (m^2/s)
| EddShrT1N05D4 |  | Contribution to the eddy viscosity from the shear layer for radial node 05 and downstream distance 04 of turbine 01 |  | (m^2/s)
| EddShrT1N05D5 |  | Contribution to the eddy viscosity from the shear layer for radial node 05 and downstream distance 05 of turbine 01 |  | (m^2/s)
| EddShrT1N05D6 |  | Contribution to the eddy viscosity from the shear layer for radial node 05 and downstream distance 06 of turbine 01 |  | (m^2/s)
| EddShrT1N05D7 |  | Contribution to the eddy viscosity from the shear layer for radial node 05 and downstream distance 07 of turbine 01 |  | (m^2/s)
| EddShrT1N05D8 |  | Contribution to the eddy viscosity from the shear layer for radial node 05 and downstream distance 08 of turbine 01 |  | (m^2/s)
| EddShrT1N05D9 |  | Contribution to the eddy viscosity from the shear layer for radial node 05 and downstream distance 09 of turbine 01 |  | (m^2/s)
| EddShrT1N06D1 |  | Contribution to the eddy viscosity from the shear layer for radial node 06 and downstream distance 01 of turbine 01 |  | (m^2/s)
| EddShrT1N06D2 |  | Contribution to the eddy viscosity from the shear layer for radial node 06 and downstream distance 02 of turbine 01 |  | (m^2/s)
| EddShrT1N06D3 |  | Contribution to the eddy viscosity from the shear layer for radial node 06 and downstream distance 03 of turbine 01 |  | (m^2/s)
| EddShrT1N06D4 |  | Contribution to the eddy viscosity from the shear layer for radial node 06 and downstream distance 04 of turbine 01 |  | (m^2/s)
| EddShrT1N06D5 |  | Contribution to the eddy viscosity from the shear layer for radial node 06 and downstream distance 05 of turbine 01 |  | (m^2/s)
| EddShrT1N06D6 |  | Contribution to the eddy viscosity from the shear layer for radial node 06 and downstream distance 06 of turbine 01 |  | (m^2/s)
| EddShrT1N06D7 |  | Contribution to the eddy viscosity from the shear layer for radial node 06 and downstream distance 07 of turbine 01 |  | (m^2/s)
| EddShrT1N06D8 |  | Contribution to the eddy viscosity from the shear layer for radial node 06 and downstream distance 08 of turbine 01 |  | (m^2/s)
| EddShrT1N06D9 |  | Contribution to the eddy viscosity from the shear layer for radial node 06 and downstream distance 09 of turbine 01 |  | (m^2/s)
| EddShrT1N07D1 |  | Contribution to the eddy viscosity from the shear layer for radial node 07 and downstream distance 01 of turbine 01 |  | (m^2/s)
| EddShrT1N07D2 |  | Contribution to the eddy viscosity from the shear layer for radial node 07 and downstream distance 02 of turbine 01 |  | (m^2/s)
| EddShrT1N07D3 |  | Contribution to the eddy viscosity from the shear layer for radial node 07 and downstream distance 03 of turbine 01 |  | (m^2/s)
| EddShrT1N07D4 |  | Contribution to the eddy viscosity from the shear layer for radial node 07 and downstream distance 04 of turbine 01 |  | (m^2/s)
| EddShrT1N07D5 |  | Contribution to the eddy viscosity from the shear layer for radial node 07 and downstream distance 05 of turbine 01 |  | (m^2/s)
| EddShrT1N07D6 |  | Contribution to the eddy viscosity from the shear layer for radial node 07 and downstream distance 06 of turbine 01 |  | (m^2/s)
| EddShrT1N07D7 |  | Contribution to the eddy viscosity from the shear layer for radial node 07 and downstream distance 07 of turbine 01 |  | (m^2/s)
| EddShrT1N07D8 |  | Contribution to the eddy viscosity from the shear layer for radial node 07 and downstream distance 08 of turbine 01 |  | (m^2/s)
| EddShrT1N07D9 |  | Contribution to the eddy viscosity from the shear layer for radial node 07 and downstream distance 09 of turbine 01 |  | (m^2/s)
| EddShrT1N08D1 |  | Contribution to the eddy viscosity from the shear layer for radial node 08 and downstream distance 01 of turbine 01 |  | (m^2/s)
| EddShrT1N08D2 |  | Contribution to the eddy viscosity from the shear layer for radial node 08 and downstream distance 02 of turbine 01 |  | (m^2/s)
| EddShrT1N08D3 |  | Contribution to the eddy viscosity from the shear layer for radial node 08 and downstream distance 03 of turbine 01 |  | (m^2/s)
| EddShrT1N08D4 |  | Contribution to the eddy viscosity from the shear layer for radial node 08 and downstream distance 04 of turbine 01 |  | (m^2/s)
| EddShrT1N08D5 |  | Contribution to the eddy viscosity from the shear layer for radial node 08 and downstream distance 05 of turbine 01 |  | (m^2/s)
| EddShrT1N08D6 |  | Contribution to the eddy viscosity from the shear layer for radial node 08 and downstream distance 06 of turbine 01 |  | (m^2/s)
| EddShrT1N08D7 |  | Contribution to the eddy viscosity from the shear layer for radial node 08 and downstream distance 07 of turbine 01 |  | (m^2/s)
| EddShrT1N08D8 |  | Contribution to the eddy viscosity from the shear layer for radial node 08 and downstream distance 08 of turbine 01 |  | (m^2/s)
| EddShrT1N08D9 |  | Contribution to the eddy viscosity from the shear layer for radial node 08 and downstream distance 09 of turbine 01 |  | (m^2/s)
| EddShrT1N09D1 |  | Contribution to the eddy viscosity from the shear layer for radial node 09 and downstream distance 01 of turbine 01 |  | (m^2/s)
| EddShrT1N09D2 |  | Contribution to the eddy viscosity from the shear layer for radial node 09 and downstream distance 02 of turbine 01 |  | (m^2/s)
| EddShrT1N09D3 |  | Contribution to the eddy viscosity from the shear layer for radial node 09 and downstream distance 03 of turbine 01 |  | (m^2/s)
| EddShrT1N09D4 |  | Contribution to the eddy viscosity from the shear layer for radial node 09 and downstream distance 04 of turbine 01 |  | (m^2/s)
| EddShrT1N09D5 |  | Contribution to the eddy viscosity from the shear layer for radial node 09 and downstream distance 05 of turbine 01 |  | (m^2/s)
| EddShrT1N09D6 |  | Contribution to the eddy viscosity from the shear layer for radial node 09 and downstream distance 06 of turbine 01 |  | (m^2/s)
| EddShrT1N09D7 |  | Contribution to the eddy viscosity from the shear layer for radial node 09 and downstream distance 07 of turbine 01 |  | (m^2/s)
| EddShrT1N09D8 |  | Contribution to the eddy viscosity from the shear layer for radial node 09 and downstream distance 08 of turbine 01 |  | (m^2/s)
| EddShrT1N09D9 |  | Contribution to the eddy viscosity from the shear layer for radial node 09 and downstream distance 09 of turbine 01 |  | (m^2/s)
| EddShrT1N10D1 |  | Contribution to the eddy viscosity from the shear layer for radial node 10 and downstream distance 01 of turbine 01 |  | (m^2/s)
| EddShrT1N10D2 |  | Contribution to the eddy viscosity from the shear layer for radial node 10 and downstream distance 02 of turbine 01 |  | (m^2/s)
| EddShrT1N10D3 |  | Contribution to the eddy viscosity from the shear layer for radial node 10 and downstream distance 03 of turbine 01 |  | (m^2/s)
| EddShrT1N10D4 |  | Contribution to the eddy viscosity from the shear layer for radial node 10 and downstream distance 04 of turbine 01 |  | (m^2/s)
| EddShrT1N10D5 |  | Contribution to the eddy viscosity from the shear layer for radial node 10 and downstream distance 05 of turbine 01 |  | (m^2/s)
| EddShrT1N10D6 |  | Contribution to the eddy viscosity from the shear layer for radial node 10 and downstream distance 06 of turbine 01 |  | (m^2/s)
| EddShrT1N10D7 |  | Contribution to the eddy viscosity from the shear layer for radial node 10 and downstream distance 07 of turbine 01 |  | (m^2/s)
| EddShrT1N10D8 |  | Contribution to the eddy viscosity from the shear layer for radial node 10 and downstream distance 08 of turbine 01 |  | (m^2/s)
| EddShrT1N10D9 |  | Contribution to the eddy viscosity from the shear layer for radial node 10 and downstream distance 09 of turbine 01 |  | (m^2/s)
| EddShrT1N11D1 |  | Contribution to the eddy viscosity from the shear layer for radial node 11 and downstream distance 01 of turbine 01 |  | (m^2/s)
| EddShrT1N11D2 |  | Contribution to the eddy viscosity from the shear layer for radial node 11 and downstream distance 02 of turbine 01 |  | (m^2/s)
| EddShrT1N11D3 |  | Contribution to the eddy viscosity from the shear layer for radial node 11 and downstream distance 03 of turbine 01 |  | (m^2/s)
| EddShrT1N11D4 |  | Contribution to the eddy viscosity from the shear layer for radial node 11 and downstream distance 04 of turbine 01 |  | (m^2/s)
| EddShrT1N11D5 |  | Contribution to the eddy viscosity from the shear layer for radial node 11 and downstream distance 05 of turbine 01 |  | (m^2/s)
| EddShrT1N11D6 |  | Contribution to the eddy viscosity from the shear layer for radial node 11 and downstream distance 06 of turbine 01 |  | (m^2/s)
| EddShrT1N11D7 |  | Contribution to the eddy viscosity from the shear layer for radial node 11 and downstream distance 07 of turbine 01 |  | (m^2/s)
| EddShrT1N11D8 |  | Contribution to the eddy viscosity from the shear layer for radial node 11 and downstream distance 08 of turbine 01 |  | (m^2/s)
| EddShrT1N11D9 |  | Contribution to the eddy viscosity from the shear layer for radial node 11 and downstream distance 09 of turbine 01 |  | (m^2/s)
| EddShrT1N12D1 |  | Contribution to the eddy viscosity from the shear layer for radial node 12 and downstream distance 01 of turbine 01 |  | (m^2/s)
| EddShrT1N12D2 |  | Contribution to the eddy viscosity from the shear layer for radial node 12 and downstream distance 02 of turbine 01 |  | (m^2/s)
| EddShrT1N12D3 |  | Contribution to the eddy viscosity from the shear layer for radial node 12 and downstream distance 03 of turbine 01 |  | (m^2/s)
| EddShrT1N12D4 |  | Contribution to the eddy viscosity from the shear layer for radial node 12 and downstream distance 04 of turbine 01 |  | (m^2/s)
| EddShrT1N12D5 |  | Contribution to the eddy viscosity from the shear layer for radial node 12 and downstream distance 05 of turbine 01 |  | (m^2/s)
| EddShrT1N12D6 |  | Contribution to the eddy viscosity from the shear layer for radial node 12 and downstream distance 06 of turbine 01 |  | (m^2/s)
| EddShrT1N12D7 |  | Contribution to the eddy viscosity from the shear layer for radial node 12 and downstream distance 07 of turbine 01 |  | (m^2/s)
| EddShrT1N12D8 |  | Contribution to the eddy viscosity from the shear layer for radial node 12 and downstream distance 08 of turbine 01 |  | (m^2/s)
| EddShrT1N12D9 |  | Contribution to the eddy viscosity from the shear layer for radial node 12 and downstream distance 09 of turbine 01 |  | (m^2/s)
| EddShrT1N13D1 |  | Contribution to the eddy viscosity from the shear layer for radial node 13 and downstream distance 01 of turbine 01 |  | (m^2/s)
| EddShrT1N13D2 |  | Contribution to the eddy viscosity from the shear layer for radial node 13 and downstream distance 02 of turbine 01 |  | (m^2/s)
| EddShrT1N13D3 |  | Contribution to the eddy viscosity from the shear layer for radial node 13 and downstream distance 03 of turbine 01 |  | (m^2/s)
| EddShrT1N13D4 |  | Contribution to the eddy viscosity from the shear layer for radial node 13 and downstream distance 04 of turbine 01 |  | (m^2/s)
| EddShrT1N13D5 |  | Contribution to the eddy viscosity from the shear layer for radial node 13 and downstream distance 05 of turbine 01 |  | (m^2/s)
| EddShrT1N13D6 |  | Contribution to the eddy viscosity from the shear layer for radial node 13 and downstream distance 06 of turbine 01 |  | (m^2/s)
| EddShrT1N13D7 |  | Contribution to the eddy viscosity from the shear layer for radial node 13 and downstream distance 07 of turbine 01 |  | (m^2/s)
| EddShrT1N13D8 |  | Contribution to the eddy viscosity from the shear layer for radial node 13 and downstream distance 08 of turbine 01 |  | (m^2/s)
| EddShrT1N13D9 |  | Contribution to the eddy viscosity from the shear layer for radial node 13 and downstream distance 09 of turbine 01 |  | (m^2/s)
| EddShrT1N14D1 |  | Contribution to the eddy viscosity from the shear layer for radial node 14 and downstream distance 01 of turbine 01 |  | (m^2/s)
| EddShrT1N14D2 |  | Contribution to the eddy viscosity from the shear layer for radial node 14 and downstream distance 02 of turbine 01 |  | (m^2/s)
| EddShrT1N14D3 |  | Contribution to the eddy viscosity from the shear layer for radial node 14 and downstream distance 03 of turbine 01 |  | (m^2/s)
| EddShrT1N14D4 |  | Contribution to the eddy viscosity from the shear layer for radial node 14 and downstream distance 04 of turbine 01 |  | (m^2/s)
| EddShrT1N14D5 |  | Contribution to the eddy viscosity from the shear layer for radial node 14 and downstream distance 05 of turbine 01 |  | (m^2/s)
| EddShrT1N14D6 |  | Contribution to the eddy viscosity from the shear layer for radial node 14 and downstream distance 06 of turbine 01 |  | (m^2/s)
| EddShrT1N14D7 |  | Contribution to the eddy viscosity from the shear layer for radial node 14 and downstream distance 07 of turbine 01 |  | (m^2/s)
| EddShrT1N14D8 |  | Contribution to the eddy viscosity from the shear layer for radial node 14 and downstream distance 08 of turbine 01 |  | (m^2/s)
| EddShrT1N14D9 |  | Contribution to the eddy viscosity from the shear layer for radial node 14 and downstream distance 09 of turbine 01 |  | (m^2/s)
| EddShrT1N15D1 |  | Contribution to the eddy viscosity from the shear layer for radial node 15 and downstream distance 01 of turbine 01 |  | (m^2/s)
| EddShrT1N15D2 |  | Contribution to the eddy viscosity from the shear layer for radial node 15 and downstream distance 02 of turbine 01 |  | (m^2/s)
| EddShrT1N15D3 |  | Contribution to the eddy viscosity from the shear layer for radial node 15 and downstream distance 03 of turbine 01 |  | (m^2/s)
| EddShrT1N15D4 |  | Contribution to the eddy viscosity from the shear layer for radial node 15 and downstream distance 04 of turbine 01 |  | (m^2/s)
| EddShrT1N15D5 |  | Contribution to the eddy viscosity from the shear layer for radial node 15 and downstream distance 05 of turbine 01 |  | (m^2/s)
| EddShrT1N15D6 |  | Contribution to the eddy viscosity from the shear layer for radial node 15 and downstream distance 06 of turbine 01 |  | (m^2/s)
| EddShrT1N15D7 |  | Contribution to the eddy viscosity from the shear layer for radial node 15 and downstream distance 07 of turbine 01 |  | (m^2/s)
| EddShrT1N15D8 |  | Contribution to the eddy viscosity from the shear layer for radial node 15 and downstream distance 08 of turbine 01 |  | (m^2/s)
| EddShrT1N15D9 |  | Contribution to the eddy viscosity from the shear layer for radial node 15 and downstream distance 09 of turbine 01 |  | (m^2/s)
| EddShrT1N16D1 |  | Contribution to the eddy viscosity from the shear layer for radial node 16 and downstream distance 01 of turbine 01 |  | (m^2/s)
| EddShrT1N16D2 |  | Contribution to the eddy viscosity from the shear layer for radial node 16 and downstream distance 02 of turbine 01 |  | (m^2/s)
| EddShrT1N16D3 |  | Contribution to the eddy viscosity from the shear layer for radial node 16 and downstream distance 03 of turbine 01 |  | (m^2/s)
| EddShrT1N16D4 |  | Contribution to the eddy viscosity from the shear layer for radial node 16 and downstream distance 04 of turbine 01 |  | (m^2/s)
| EddShrT1N16D5 |  | Contribution to the eddy viscosity from the shear layer for radial node 16 and downstream distance 05 of turbine 01 |  | (m^2/s)
| EddShrT1N16D6 |  | Contribution to the eddy viscosity from the shear layer for radial node 16 and downstream distance 06 of turbine 01 |  | (m^2/s)
| EddShrT1N16D7 |  | Contribution to the eddy viscosity from the shear layer for radial node 16 and downstream distance 07 of turbine 01 |  | (m^2/s)
| EddShrT1N16D8 |  | Contribution to the eddy viscosity from the shear layer for radial node 16 and downstream distance 08 of turbine 01 |  | (m^2/s)
| EddShrT1N16D9 |  | Contribution to the eddy viscosity from the shear layer for radial node 16 and downstream distance 09 of turbine 01 |  | (m^2/s)
| EddShrT1N17D1 |  | Contribution to the eddy viscosity from the shear layer for radial node 17 and downstream distance 01 of turbine 01 |  | (m^2/s)
| EddShrT1N17D2 |  | Contribution to the eddy viscosity from the shear layer for radial node 17 and downstream distance 02 of turbine 01 |  | (m^2/s)
| EddShrT1N17D3 |  | Contribution to the eddy viscosity from the shear layer for radial node 17 and downstream distance 03 of turbine 01 |  | (m^2/s)
| EddShrT1N17D4 |  | Contribution to the eddy viscosity from the shear layer for radial node 17 and downstream distance 04 of turbine 01 |  | (m^2/s)
| EddShrT1N17D5 |  | Contribution to the eddy viscosity from the shear layer for radial node 17 and downstream distance 05 of turbine 01 |  | (m^2/s)
| EddShrT1N17D6 |  | Contribution to the eddy viscosity from the shear layer for radial node 17 and downstream distance 06 of turbine 01 |  | (m^2/s)
| EddShrT1N17D7 |  | Contribution to the eddy viscosity from the shear layer for radial node 17 and downstream distance 07 of turbine 01 |  | (m^2/s)
| EddShrT1N17D8 |  | Contribution to the eddy viscosity from the shear layer for radial node 17 and downstream distance 08 of turbine 01 |  | (m^2/s)
| EddShrT1N17D9 |  | Contribution to the eddy viscosity from the shear layer for radial node 17 and downstream distance 09 of turbine 01 |  | (m^2/s)
| EddShrT1N18D1 |  | Contribution to the eddy viscosity from the shear layer for radial node 18 and downstream distance 01 of turbine 01 |  | (m^2/s)
| EddShrT1N18D2 |  | Contribution to the eddy viscosity from the shear layer for radial node 18 and downstream distance 02 of turbine 01 |  | (m^2/s)
| EddShrT1N18D3 |  | Contribution to the eddy viscosity from the shear layer for radial node 18 and downstream distance 03 of turbine 01 |  | (m^2/s)
| EddShrT1N18D4 |  | Contribution to the eddy viscosity from the shear layer for radial node 18 and downstream distance 04 of turbine 01 |  | (m^2/s)
| EddShrT1N18D5 |  | Contribution to the eddy viscosity from the shear layer for radial node 18 and downstream distance 05 of turbine 01 |  | (m^2/s)
| EddShrT1N18D6 |  | Contribution to the eddy viscosity from the shear layer for radial node 18 and downstream distance 06 of turbine 01 |  | (m^2/s)
| EddShrT1N18D7 |  | Contribution to the eddy viscosity from the shear layer for radial node 18 and downstream distance 07 of turbine 01 |  | (m^2/s)
| EddShrT1N18D8 |  | Contribution to the eddy viscosity from the shear layer for radial node 18 and downstream distance 08 of turbine 01 |  | (m^2/s)
| EddShrT1N18D9 |  | Contribution to the eddy viscosity from the shear layer for radial node 18 and downstream distance 09 of turbine 01 |  | (m^2/s)
| EddShrT1N19D1 |  | Contribution to the eddy viscosity from the shear layer for radial node 19 and downstream distance 01 of turbine 01 |  | (m^2/s)
| EddShrT1N19D2 |  | Contribution to the eddy viscosity from the shear layer for radial node 19 and downstream distance 02 of turbine 01 |  | (m^2/s)
| EddShrT1N19D3 |  | Contribution to the eddy viscosity from the shear layer for radial node 19 and downstream distance 03 of turbine 01 |  | (m^2/s)
| EddShrT1N19D4 |  | Contribution to the eddy viscosity from the shear layer for radial node 19 and downstream distance 04 of turbine 01 |  | (m^2/s)
| EddShrT1N19D5 |  | Contribution to the eddy viscosity from the shear layer for radial node 19 and downstream distance 05 of turbine 01 |  | (m^2/s)
| EddShrT1N19D6 |  | Contribution to the eddy viscosity from the shear layer for radial node 19 and downstream distance 06 of turbine 01 |  | (m^2/s)
| EddShrT1N19D7 |  | Contribution to the eddy viscosity from the shear layer for radial node 19 and downstream distance 07 of turbine 01 |  | (m^2/s)
| EddShrT1N19D8 |  | Contribution to the eddy viscosity from the shear layer for radial node 19 and downstream distance 08 of turbine 01 |  | (m^2/s)
| EddShrT1N19D9 |  | Contribution to the eddy viscosity from the shear layer for radial node 19 and downstream distance 09 of turbine 01 |  | (m^2/s)
| EddShrT1N20D1 |  | Contribution to the eddy viscosity from the shear layer for radial node 20 and downstream distance 01 of turbine 01 |  | (m^2/s)
| EddShrT1N20D2 |  | Contribution to the eddy viscosity from the shear layer for radial node 20 and downstream distance 02 of turbine 01 |  | (m^2/s)
| EddShrT1N20D3 |  | Contribution to the eddy viscosity from the shear layer for radial node 20 and downstream distance 03 of turbine 01 |  | (m^2/s)
| EddShrT1N20D4 |  | Contribution to the eddy viscosity from the shear layer for radial node 20 and downstream distance 04 of turbine 01 |  | (m^2/s)
| EddShrT1N20D5 |  | Contribution to the eddy viscosity from the shear layer for radial node 20 and downstream distance 05 of turbine 01 |  | (m^2/s)
| EddShrT1N20D6 |  | Contribution to the eddy viscosity from the shear layer for radial node 20 and downstream distance 06 of turbine 01 |  | (m^2/s)
| EddShrT1N20D7 |  | Contribution to the eddy viscosity from the shear layer for radial node 20 and downstream distance 07 of turbine 01 |  | (m^2/s)
| EddShrT1N20D8 |  | Contribution to the eddy viscosity from the shear layer for radial node 20 and downstream distance 08 of turbine 01 |  | (m^2/s)
| EddShrT1N20D9 |  | Contribution to the eddy viscosity from the shear layer for radial node 20 and downstream distance 09 of turbine 01 |  | (m^2/s)
| EddShrT2N01D1 |  | Contribution to the eddy viscosity from the shear layer for radial node 01 and downstream distance 01 of turbine 02 |  | (m^2/s)
| EddShrT2N01D2 |  | Contribution to the eddy viscosity from the shear layer for radial node 01 and downstream distance 02 of turbine 02 |  | (m^2/s)
| EddShrT2N01D3 |  | Contribution to the eddy viscosity from the shear layer for radial node 01 and downstream distance 03 of turbine 02 |  | (m^2/s)
| EddShrT2N01D4 |  | Contribution to the eddy viscosity from the shear layer for radial node 01 and downstream distance 04 of turbine 02 |  | (m^2/s)
| EddShrT2N01D5 |  | Contribution to the eddy viscosity from the shear layer for radial node 01 and downstream distance 05 of turbine 02 |  | (m^2/s)
| EddShrT2N01D6 |  | Contribution to the eddy viscosity from the shear layer for radial node 01 and downstream distance 06 of turbine 02 |  | (m^2/s)
| EddShrT2N01D7 |  | Contribution to the eddy viscosity from the shear layer for radial node 01 and downstream distance 07 of turbine 02 |  | (m^2/s)
| EddShrT2N01D8 |  | Contribution to the eddy viscosity from the shear layer for radial node 01 and downstream distance 08 of turbine 02 |  | (m^2/s)
| EddShrT2N01D9 |  | Contribution to the eddy viscosity from the shear layer for radial node 01 and downstream distance 09 of turbine 02 |  | (m^2/s)
| EddShrT2N02D1 |  | Contribution to the eddy viscosity from the shear layer for radial node 02 and downstream distance 01 of turbine 02 |  | (m^2/s)
| EddShrT2N02D2 |  | Contribution to the eddy viscosity from the shear layer for radial node 02 and downstream distance 02 of turbine 02 |  | (m^2/s)
| EddShrT2N02D3 |  | Contribution to the eddy viscosity from the shear layer for radial node 02 and downstream distance 03 of turbine 02 |  | (m^2/s)
| EddShrT2N02D4 |  | Contribution to the eddy viscosity from the shear layer for radial node 02 and downstream distance 04 of turbine 02 |  | (m^2/s)
| EddShrT2N02D5 |  | Contribution to the eddy viscosity from the shear layer for radial node 02 and downstream distance 05 of turbine 02 |  | (m^2/s)
| EddShrT2N02D6 |  | Contribution to the eddy viscosity from the shear layer for radial node 02 and downstream distance 06 of turbine 02 |  | (m^2/s)
| EddShrT2N02D7 |  | Contribution to the eddy viscosity from the shear layer for radial node 02 and downstream distance 07 of turbine 02 |  | (m^2/s)
| EddShrT2N02D8 |  | Contribution to the eddy viscosity from the shear layer for radial node 02 and downstream distance 08 of turbine 02 |  | (m^2/s)
| EddShrT2N02D9 |  | Contribution to the eddy viscosity from the shear layer for radial node 02 and downstream distance 09 of turbine 02 |  | (m^2/s)
| EddShrT2N03D1 |  | Contribution to the eddy viscosity from the shear layer for radial node 03 and downstream distance 01 of turbine 02 |  | (m^2/s)
| EddShrT2N03D2 |  | Contribution to the eddy viscosity from the shear layer for radial node 03 and downstream distance 02 of turbine 02 |  | (m^2/s)
| EddShrT2N03D3 |  | Contribution to the eddy viscosity from the shear layer for radial node 03 and downstream distance 03 of turbine 02 |  | (m^2/s)
| EddShrT2N03D4 |  | Contribution to the eddy viscosity from the shear layer for radial node 03 and downstream distance 04 of turbine 02 |  | (m^2/s)
| EddShrT2N03D5 |  | Contribution to the eddy viscosity from the shear layer for radial node 03 and downstream distance 05 of turbine 02 |  | (m^2/s)
| EddShrT2N03D6 |  | Contribution to the eddy viscosity from the shear layer for radial node 03 and downstream distance 06 of turbine 02 |  | (m^2/s)
| EddShrT2N03D7 |  | Contribution to the eddy viscosity from the shear layer for radial node 03 and downstream distance 07 of turbine 02 |  | (m^2/s)
| EddShrT2N03D8 |  | Contribution to the eddy viscosity from the shear layer for radial node 03 and downstream distance 08 of turbine 02 |  | (m^2/s)
| EddShrT2N03D9 |  | Contribution to the eddy viscosity from the shear layer for radial node 03 and downstream distance 09 of turbine 02 |  | (m^2/s)
| EddShrT2N04D1 |  | Contribution to the eddy viscosity from the shear layer for radial node 04 and downstream distance 01 of turbine 02 |  | (m^2/s)
| EddShrT2N04D2 |  | Contribution to the eddy viscosity from the shear layer for radial node 04 and downstream distance 02 of turbine 02 |  | (m^2/s)
| EddShrT2N04D3 |  | Contribution to the eddy viscosity from the shear layer for radial node 04 and downstream distance 03 of turbine 02 |  | (m^2/s)
| EddShrT2N04D4 |  | Contribution to the eddy viscosity from the shear layer for radial node 04 and downstream distance 04 of turbine 02 |  | (m^2/s)
| EddShrT2N04D5 |  | Contribution to the eddy viscosity from the shear layer for radial node 04 and downstream distance 05 of turbine 02 |  | (m^2/s)
| EddShrT2N04D6 |  | Contribution to the eddy viscosity from the shear layer for radial node 04 and downstream distance 06 of turbine 02 |  | (m^2/s)
| EddShrT2N04D7 |  | Contribution to the eddy viscosity from the shear layer for radial node 04 and downstream distance 07 of turbine 02 |  | (m^2/s)
| EddShrT2N04D8 |  | Contribution to the eddy viscosity from the shear layer for radial node 04 and downstream distance 08 of turbine 02 |  | (m^2/s)
| EddShrT2N04D9 |  | Contribution to the eddy viscosity from the shear layer for radial node 04 and downstream distance 09 of turbine 02 |  | (m^2/s)
| EddShrT2N05D1 |  | Contribution to the eddy viscosity from the shear layer for radial node 05 and downstream distance 01 of turbine 02 |  | (m^2/s)
| EddShrT2N05D2 |  | Contribution to the eddy viscosity from the shear layer for radial node 05 and downstream distance 02 of turbine 02 |  | (m^2/s)
| EddShrT2N05D3 |  | Contribution to the eddy viscosity from the shear layer for radial node 05 and downstream distance 03 of turbine 02 |  | (m^2/s)
| EddShrT2N05D4 |  | Contribution to the eddy viscosity from the shear layer for radial node 05 and downstream distance 04 of turbine 02 |  | (m^2/s)
| EddShrT2N05D5 |  | Contribution to the eddy viscosity from the shear layer for radial node 05 and downstream distance 05 of turbine 02 |  | (m^2/s)
| EddShrT2N05D6 |  | Contribution to the eddy viscosity from the shear layer for radial node 05 and downstream distance 06 of turbine 02 |  | (m^2/s)
| EddShrT2N05D7 |  | Contribution to the eddy viscosity from the shear layer for radial node 05 and downstream distance 07 of turbine 02 |  | (m^2/s)
| EddShrT2N05D8 |  | Contribution to the eddy viscosity from the shear layer for radial node 05 and downstream distance 08 of turbine 02 |  | (m^2/s)
| EddShrT2N05D9 |  | Contribution to the eddy viscosity from the shear layer for radial node 05 and downstream distance 09 of turbine 02 |  | (m^2/s)
| EddShrT2N06D1 |  | Contribution to the eddy viscosity from the shear layer for radial node 06 and downstream distance 01 of turbine 02 |  | (m^2/s)
| EddShrT2N06D2 |  | Contribution to the eddy viscosity from the shear layer for radial node 06 and downstream distance 02 of turbine 02 |  | (m^2/s)
| EddShrT2N06D3 |  | Contribution to the eddy viscosity from the shear layer for radial node 06 and downstream distance 03 of turbine 02 |  | (m^2/s)
| EddShrT2N06D4 |  | Contribution to the eddy viscosity from the shear layer for radial node 06 and downstream distance 04 of turbine 02 |  | (m^2/s)
| EddShrT2N06D5 |  | Contribution to the eddy viscosity from the shear layer for radial node 06 and downstream distance 05 of turbine 02 |  | (m^2/s)
| EddShrT2N06D6 |  | Contribution to the eddy viscosity from the shear layer for radial node 06 and downstream distance 06 of turbine 02 |  | (m^2/s)
| EddShrT2N06D7 |  | Contribution to the eddy viscosity from the shear layer for radial node 06 and downstream distance 07 of turbine 02 |  | (m^2/s)
| EddShrT2N06D8 |  | Contribution to the eddy viscosity from the shear layer for radial node 06 and downstream distance 08 of turbine 02 |  | (m^2/s)
| EddShrT2N06D9 |  | Contribution to the eddy viscosity from the shear layer for radial node 06 and downstream distance 09 of turbine 02 |  | (m^2/s)
| EddShrT2N07D1 |  | Contribution to the eddy viscosity from the shear layer for radial node 07 and downstream distance 01 of turbine 02 |  | (m^2/s)
| EddShrT2N07D2 |  | Contribution to the eddy viscosity from the shear layer for radial node 07 and downstream distance 02 of turbine 02 |  | (m^2/s)
| EddShrT2N07D3 |  | Contribution to the eddy viscosity from the shear layer for radial node 07 and downstream distance 03 of turbine 02 |  | (m^2/s)
| EddShrT2N07D4 |  | Contribution to the eddy viscosity from the shear layer for radial node 07 and downstream distance 04 of turbine 02 |  | (m^2/s)
| EddShrT2N07D5 |  | Contribution to the eddy viscosity from the shear layer for radial node 07 and downstream distance 05 of turbine 02 |  | (m^2/s)
| EddShrT2N07D6 |  | Contribution to the eddy viscosity from the shear layer for radial node 07 and downstream distance 06 of turbine 02 |  | (m^2/s)
| EddShrT2N07D7 |  | Contribution to the eddy viscosity from the shear layer for radial node 07 and downstream distance 07 of turbine 02 |  | (m^2/s)
| EddShrT2N07D8 |  | Contribution to the eddy viscosity from the shear layer for radial node 07 and downstream distance 08 of turbine 02 |  | (m^2/s)
| EddShrT2N07D9 |  | Contribution to the eddy viscosity from the shear layer for radial node 07 and downstream distance 09 of turbine 02 |  | (m^2/s)
| EddShrT2N08D1 |  | Contribution to the eddy viscosity from the shear layer for radial node 08 and downstream distance 01 of turbine 02 |  | (m^2/s)
| EddShrT2N08D2 |  | Contribution to the eddy viscosity from the shear layer for radial node 08 and downstream distance 02 of turbine 02 |  | (m^2/s)
| EddShrT2N08D3 |  | Contribution to the eddy viscosity from the shear layer for radial node 08 and downstream distance 03 of turbine 02 |  | (m^2/s)
| EddShrT2N08D4 |  | Contribution to the eddy viscosity from the shear layer for radial node 08 and downstream distance 04 of turbine 02 |  | (m^2/s)
| EddShrT2N08D5 |  | Contribution to the eddy viscosity from the shear layer for radial node 08 and downstream distance 05 of turbine 02 |  | (m^2/s)
| EddShrT2N08D6 |  | Contribution to the eddy viscosity from the shear layer for radial node 08 and downstream distance 06 of turbine 02 |  | (m^2/s)
| EddShrT2N08D7 |  | Contribution to the eddy viscosity from the shear layer for radial node 08 and downstream distance 07 of turbine 02 |  | (m^2/s)
| EddShrT2N08D8 |  | Contribution to the eddy viscosity from the shear layer for radial node 08 and downstream distance 08 of turbine 02 |  | (m^2/s)
| EddShrT2N08D9 |  | Contribution to the eddy viscosity from the shear layer for radial node 08 and downstream distance 09 of turbine 02 |  | (m^2/s)
| EddShrT2N09D1 |  | Contribution to the eddy viscosity from the shear layer for radial node 09 and downstream distance 01 of turbine 02 |  | (m^2/s)
| EddShrT2N09D2 |  | Contribution to the eddy viscosity from the shear layer for radial node 09 and downstream distance 02 of turbine 02 |  | (m^2/s)
| EddShrT2N09D3 |  | Contribution to the eddy viscosity from the shear layer for radial node 09 and downstream distance 03 of turbine 02 |  | (m^2/s)
| EddShrT2N09D4 |  | Contribution to the eddy viscosity from the shear layer for radial node 09 and downstream distance 04 of turbine 02 |  | (m^2/s)
| EddShrT2N09D5 |  | Contribution to the eddy viscosity from the shear layer for radial node 09 and downstream distance 05 of turbine 02 |  | (m^2/s)
| EddShrT2N09D6 |  | Contribution to the eddy viscosity from the shear layer for radial node 09 and downstream distance 06 of turbine 02 |  | (m^2/s)
| EddShrT2N09D7 |  | Contribution to the eddy viscosity from the shear layer for radial node 09 and downstream distance 07 of turbine 02 |  | (m^2/s)
| EddShrT2N09D8 |  | Contribution to the eddy viscosity from the shear layer for radial node 09 and downstream distance 08 of turbine 02 |  | (m^2/s)
| EddShrT2N09D9 |  | Contribution to the eddy viscosity from the shear layer for radial node 09 and downstream distance 09 of turbine 02 |  | (m^2/s)
| EddShrT2N10D1 |  | Contribution to the eddy viscosity from the shear layer for radial node 10 and downstream distance 01 of turbine 02 |  | (m^2/s)
| EddShrT2N10D2 |  | Contribution to the eddy viscosity from the shear layer for radial node 10 and downstream distance 02 of turbine 02 |  | (m^2/s)
| EddShrT2N10D3 |  | Contribution to the eddy viscosity from the shear layer for radial node 10 and downstream distance 03 of turbine 02 |  | (m^2/s)
| EddShrT2N10D4 |  | Contribution to the eddy viscosity from the shear layer for radial node 10 and downstream distance 04 of turbine 02 |  | (m^2/s)
| EddShrT2N10D5 |  | Contribution to the eddy viscosity from the shear layer for radial node 10 and downstream distance 05 of turbine 02 |  | (m^2/s)
| EddShrT2N10D6 |  | Contribution to the eddy viscosity from the shear layer for radial node 10 and downstream distance 06 of turbine 02 |  | (m^2/s)
| EddShrT2N10D7 |  | Contribution to the eddy viscosity from the shear layer for radial node 10 and downstream distance 07 of turbine 02 |  | (m^2/s)
| EddShrT2N10D8 |  | Contribution to the eddy viscosity from the shear layer for radial node 10 and downstream distance 08 of turbine 02 |  | (m^2/s)
| EddShrT2N10D9 |  | Contribution to the eddy viscosity from the shear layer for radial node 10 and downstream distance 09 of turbine 02 |  | (m^2/s)
| EddShrT2N11D1 |  | Contribution to the eddy viscosity from the shear layer for radial node 11 and downstream distance 01 of turbine 02 |  | (m^2/s)
| EddShrT2N11D2 |  | Contribution to the eddy viscosity from the shear layer for radial node 11 and downstream distance 02 of turbine 02 |  | (m^2/s)
| EddShrT2N11D3 |  | Contribution to the eddy viscosity from the shear layer for radial node 11 and downstream distance 03 of turbine 02 |  | (m^2/s)
| EddShrT2N11D4 |  | Contribution to the eddy viscosity from the shear layer for radial node 11 and downstream distance 04 of turbine 02 |  | (m^2/s)
| EddShrT2N11D5 |  | Contribution to the eddy viscosity from the shear layer for radial node 11 and downstream distance 05 of turbine 02 |  | (m^2/s)
| EddShrT2N11D6 |  | Contribution to the eddy viscosity from the shear layer for radial node 11 and downstream distance 06 of turbine 02 |  | (m^2/s)
| EddShrT2N11D7 |  | Contribution to the eddy viscosity from the shear layer for radial node 11 and downstream distance 07 of turbine 02 |  | (m^2/s)
| EddShrT2N11D8 |  | Contribution to the eddy viscosity from the shear layer for radial node 11 and downstream distance 08 of turbine 02 |  | (m^2/s)
| EddShrT2N11D9 |  | Contribution to the eddy viscosity from the shear layer for radial node 11 and downstream distance 09 of turbine 02 |  | (m^2/s)
| EddShrT2N12D1 |  | Contribution to the eddy viscosity from the shear layer for radial node 12 and downstream distance 01 of turbine 02 |  | (m^2/s)
| EddShrT2N12D2 |  | Contribution to the eddy viscosity from the shear layer for radial node 12 and downstream distance 02 of turbine 02 |  | (m^2/s)
| EddShrT2N12D3 |  | Contribution to the eddy viscosity from the shear layer for radial node 12 and downstream distance 03 of turbine 02 |  | (m^2/s)
| EddShrT2N12D4 |  | Contribution to the eddy viscosity from the shear layer for radial node 12 and downstream distance 04 of turbine 02 |  | (m^2/s)
| EddShrT2N12D5 |  | Contribution to the eddy viscosity from the shear layer for radial node 12 and downstream distance 05 of turbine 02 |  | (m^2/s)
| EddShrT2N12D6 |  | Contribution to the eddy viscosity from the shear layer for radial node 12 and downstream distance 06 of turbine 02 |  | (m^2/s)
| EddShrT2N12D7 |  | Contribution to the eddy viscosity from the shear layer for radial node 12 and downstream distance 07 of turbine 02 |  | (m^2/s)
| EddShrT2N12D8 |  | Contribution to the eddy viscosity from the shear layer for radial node 12 and downstream distance 08 of turbine 02 |  | (m^2/s)
| EddShrT2N12D9 |  | Contribution to the eddy viscosity from the shear layer for radial node 12 and downstream distance 09 of turbine 02 |  | (m^2/s)
| EddShrT2N13D1 |  | Contribution to the eddy viscosity from the shear layer for radial node 13 and downstream distance 01 of turbine 02 |  | (m^2/s)
| EddShrT2N13D2 |  | Contribution to the eddy viscosity from the shear layer for radial node 13 and downstream distance 02 of turbine 02 |  | (m^2/s)
| EddShrT2N13D3 |  | Contribution to the eddy viscosity from the shear layer for radial node 13 and downstream distance 03 of turbine 02 |  | (m^2/s)
| EddShrT2N13D4 |  | Contribution to the eddy viscosity from the shear layer for radial node 13 and downstream distance 04 of turbine 02 |  | (m^2/s)
| EddShrT2N13D5 |  | Contribution to the eddy viscosity from the shear layer for radial node 13 and downstream distance 05 of turbine 02 |  | (m^2/s)
| EddShrT2N13D6 |  | Contribution to the eddy viscosity from the shear layer for radial node 13 and downstream distance 06 of turbine 02 |  | (m^2/s)
| EddShrT2N13D7 |  | Contribution to the eddy viscosity from the shear layer for radial node 13 and downstream distance 07 of turbine 02 |  | (m^2/s)
| EddShrT2N13D8 |  | Contribution to the eddy viscosity from the shear layer for radial node 13 and downstream distance 08 of turbine 02 |  | (m^2/s)
| EddShrT2N13D9 |  | Contribution to the eddy viscosity from the shear layer for radial node 13 and downstream distance 09 of turbine 02 |  | (m^2/s)
| EddShrT2N14D1 |  | Contribution to the eddy viscosity from the shear layer for radial node 14 and downstream distance 01 of turbine 02 |  | (m^2/s)
| EddShrT2N14D2 |  | Contribution to the eddy viscosity from the shear layer for radial node 14 and downstream distance 02 of turbine 02 |  | (m^2/s)
| EddShrT2N14D3 |  | Contribution to the eddy viscosity from the shear layer for radial node 14 and downstream distance 03 of turbine 02 |  | (m^2/s)
| EddShrT2N14D4 |  | Contribution to the eddy viscosity from the shear layer for radial node 14 and downstream distance 04 of turbine 02 |  | (m^2/s)
| EddShrT2N14D5 |  | Contribution to the eddy viscosity from the shear layer for radial node 14 and downstream distance 05 of turbine 02 |  | (m^2/s)
| EddShrT2N14D6 |  | Contribution to the eddy viscosity from the shear layer for radial node 14 and downstream distance 06 of turbine 02 |  | (m^2/s)
| EddShrT2N14D7 |  | Contribution to the eddy viscosity from the shear layer for radial node 14 and downstream distance 07 of turbine 02 |  | (m^2/s)
| EddShrT2N14D8 |  | Contribution to the eddy viscosity from the shear layer for radial node 14 and downstream distance 08 of turbine 02 |  | (m^2/s)
| EddShrT2N14D9 |  | Contribution to the eddy viscosity from the shear layer for radial node 14 and downstream distance 09 of turbine 02 |  | (m^2/s)
| EddShrT2N15D1 |  | Contribution to the eddy viscosity from the shear layer for radial node 15 and downstream distance 01 of turbine 02 |  | (m^2/s)
| EddShrT2N15D2 |  | Contribution to the eddy viscosity from the shear layer for radial node 15 and downstream distance 02 of turbine 02 |  | (m^2/s)
| EddShrT2N15D3 |  | Contribution to the eddy viscosity from the shear layer for radial node 15 and downstream distance 03 of turbine 02 |  | (m^2/s)
| EddShrT2N15D4 |  | Contribution to the eddy viscosity from the shear layer for radial node 15 and downstream distance 04 of turbine 02 |  | (m^2/s)
| EddShrT2N15D5 |  | Contribution to the eddy viscosity from the shear layer for radial node 15 and downstream distance 05 of turbine 02 |  | (m^2/s)
| EddShrT2N15D6 |  | Contribution to the eddy viscosity from the shear layer for radial node 15 and downstream distance 06 of turbine 02 |  | (m^2/s)
| EddShrT2N15D7 |  | Contribution to the eddy viscosity from the shear layer for radial node 15 and downstream distance 07 of turbine 02 |  | (m^2/s)
| EddShrT2N15D8 |  | Contribution to the eddy viscosity from the shear layer for radial node 15 and downstream distance 08 of turbine 02 |  | (m^2/s)
| EddShrT2N15D9 |  | Contribution to the eddy viscosity from the shear layer for radial node 15 and downstream distance 09 of turbine 02 |  | (m^2/s)
| EddShrT2N16D1 |  | Contribution to the eddy viscosity from the shear layer for radial node 16 and downstream distance 01 of turbine 02 |  | (m^2/s)
| EddShrT2N16D2 |  | Contribution to the eddy viscosity from the shear layer for radial node 16 and downstream distance 02 of turbine 02 |  | (m^2/s)
| EddShrT2N16D3 |  | Contribution to the eddy viscosity from the shear layer for radial node 16 and downstream distance 03 of turbine 02 |  | (m^2/s)
| EddShrT2N16D4 |  | Contribution to the eddy viscosity from the shear layer for radial node 16 and downstream distance 04 of turbine 02 |  | (m^2/s)
| EddShrT2N16D5 |  | Contribution to the eddy viscosity from the shear layer for radial node 16 and downstream distance 05 of turbine 02 |  | (m^2/s)
| EddShrT2N16D6 |  | Contribution to the eddy viscosity from the shear layer for radial node 16 and downstream distance 06 of turbine 02 |  | (m^2/s)
| EddShrT2N16D7 |  | Contribution to the eddy viscosity from the shear layer for radial node 16 and downstream distance 07 of turbine 02 |  | (m^2/s)
| EddShrT2N16D8 |  | Contribution to the eddy viscosity from the shear layer for radial node 16 and downstream distance 08 of turbine 02 |  | (m^2/s)
| EddShrT2N16D9 |  | Contribution to the eddy viscosity from the shear layer for radial node 16 and downstream distance 09 of turbine 02 |  | (m^2/s)
| EddShrT2N17D1 |  | Contribution to the eddy viscosity from the shear layer for radial node 17 and downstream distance 01 of turbine 02 |  | (m^2/s)
| EddShrT2N17D2 |  | Contribution to the eddy viscosity from the shear layer for radial node 17 and downstream distance 02 of turbine 02 |  | (m^2/s)
| EddShrT2N17D3 |  | Contribution to the eddy viscosity from the shear layer for radial node 17 and downstream distance 03 of turbine 02 |  | (m^2/s)
| EddShrT2N17D4 |  | Contribution to the eddy viscosity from the shear layer for radial node 17 and downstream distance 04 of turbine 02 |  | (m^2/s)
| EddShrT2N17D5 |  | Contribution to the eddy viscosity from the shear layer for radial node 17 and downstream distance 05 of turbine 02 |  | (m^2/s)
| EddShrT2N17D6 |  | Contribution to the eddy viscosity from the shear layer for radial node 17 and downstream distance 06 of turbine 02 |  | (m^2/s)
| EddShrT2N17D7 |  | Contribution to the eddy viscosity from the shear layer for radial node 17 and downstream distance 07 of turbine 02 |  | (m^2/s)
| EddShrT2N17D8 |  | Contribution to the eddy viscosity from the shear layer for radial node 17 and downstream distance 08 of turbine 02 |  | (m^2/s)
| EddShrT2N17D9 |  | Contribution to the eddy viscosity from the shear layer for radial node 17 and downstream distance 09 of turbine 02 |  | (m^2/s)
| EddShrT2N18D1 |  | Contribution to the eddy viscosity from the shear layer for radial node 18 and downstream distance 01 of turbine 02 |  | (m^2/s)
| EddShrT2N18D2 |  | Contribution to the eddy viscosity from the shear layer for radial node 18 and downstream distance 02 of turbine 02 |  | (m^2/s)
| EddShrT2N18D3 |  | Contribution to the eddy viscosity from the shear layer for radial node 18 and downstream distance 03 of turbine 02 |  | (m^2/s)
| EddShrT2N18D4 |  | Contribution to the eddy viscosity from the shear layer for radial node 18 and downstream distance 04 of turbine 02 |  | (m^2/s)
| EddShrT2N18D5 |  | Contribution to the eddy viscosity from the shear layer for radial node 18 and downstream distance 05 of turbine 02 |  | (m^2/s)
| EddShrT2N18D6 |  | Contribution to the eddy viscosity from the shear layer for radial node 18 and downstream distance 06 of turbine 02 |  | (m^2/s)
| EddShrT2N18D7 |  | Contribution to the eddy viscosity from the shear layer for radial node 18 and downstream distance 07 of turbine 02 |  | (m^2/s)
| EddShrT2N18D8 |  | Contribution to the eddy viscosity from the shear layer for radial node 18 and downstream distance 08 of turbine 02 |  | (m^2/s)
| EddShrT2N18D9 |  | Contribution to the eddy viscosity from the shear layer for radial node 18 and downstream distance 09 of turbine 02 |  | (m^2/s)
| EddShrT2N19D1 |  | Contribution to the eddy viscosity from the shear layer for radial node 19 and downstream distance 01 of turbine 02 |  | (m^2/s)
| EddShrT2N19D2 |  | Contribution to the eddy viscosity from the shear layer for radial node 19 and downstream distance 02 of turbine 02 |  | (m^2/s)
| EddShrT2N19D3 |  | Contribution to the eddy viscosity from the shear layer for radial node 19 and downstream distance 03 of turbine 02 |  | (m^2/s)
| EddShrT2N19D4 |  | Contribution to the eddy viscosity from the shear layer for radial node 19 and downstream distance 04 of turbine 02 |  | (m^2/s)
| EddShrT2N19D5 |  | Contribution to the eddy viscosity from the shear layer for radial node 19 and downstream distance 05 of turbine 02 |  | (m^2/s)
| EddShrT2N19D6 |  | Contribution to the eddy viscosity from the shear layer for radial node 19 and downstream distance 06 of turbine 02 |  | (m^2/s)
| EddShrT2N19D7 |  | Contribution to the eddy viscosity from the shear layer for radial node 19 and downstream distance 07 of turbine 02 |  | (m^2/s)
| EddShrT2N19D8 |  | Contribution to the eddy viscosity from the shear layer for radial node 19 and downstream distance 08 of turbine 02 |  | (m^2/s)
| EddShrT2N19D9 |  | Contribution to the eddy viscosity from the shear layer for radial node 19 and downstream distance 09 of turbine 02 |  | (m^2/s)
| EddShrT2N20D1 |  | Contribution to the eddy viscosity from the shear layer for radial node 20 and downstream distance 01 of turbine 02 |  | (m^2/s)
| EddShrT2N20D2 |  | Contribution to the eddy viscosity from the shear layer for radial node 20 and downstream distance 02 of turbine 02 |  | (m^2/s)
| EddShrT2N20D3 |  | Contribution to the eddy viscosity from the shear layer for radial node 20 and downstream distance 03 of turbine 02 |  | (m^2/s)
| EddShrT2N20D4 |  | Contribution to the eddy viscosity from the shear layer for radial node 20 and downstream distance 04 of turbine 02 |  | (m^2/s)
| EddShrT2N20D5 |  | Contribution to the eddy viscosity from the shear layer for radial node 20 and downstream distance 05 of turbine 02 |  | (m^2/s)
| EddShrT2N20D6 |  | Contribution to the eddy viscosity from the shear layer for radial node 20 and downstream distance 06 of turbine 02 |  | (m^2/s)
| EddShrT2N20D7 |  | Contribution to the eddy viscosity from the shear layer for radial node 20 and downstream distance 07 of turbine 02 |  | (m^2/s)
| EddShrT2N20D8 |  | Contribution to the eddy viscosity from the shear layer for radial node 20 and downstream distance 08 of turbine 02 |  | (m^2/s)
| EddShrT2N20D9 |  | Contribution to the eddy viscosity from the shear layer for radial node 20 and downstream distance 09 of turbine 02 |  | (m^2/s)
| EddShrT3N01D1 |  | Contribution to the eddy viscosity from the shear layer for radial node 01 and downstream distance 01 of turbine 03 |  | (m^2/s)
| EddShrT3N01D2 |  | Contribution to the eddy viscosity from the shear layer for radial node 01 and downstream distance 02 of turbine 03 |  | (m^2/s)
| EddShrT3N01D3 |  | Contribution to the eddy viscosity from the shear layer for radial node 01 and downstream distance 03 of turbine 03 |  | (m^2/s)
| EddShrT3N01D4 |  | Contribution to the eddy viscosity from the shear layer for radial node 01 and downstream distance 04 of turbine 03 |  | (m^2/s)
| EddShrT3N01D5 |  | Contribution to the eddy viscosity from the shear layer for radial node 01 and downstream distance 05 of turbine 03 |  | (m^2/s)
| EddShrT3N01D6 |  | Contribution to the eddy viscosity from the shear layer for radial node 01 and downstream distance 06 of turbine 03 |  | (m^2/s)
| EddShrT3N01D7 |  | Contribution to the eddy viscosity from the shear layer for radial node 01 and downstream distance 07 of turbine 03 |  | (m^2/s)
| EddShrT3N01D8 |  | Contribution to the eddy viscosity from the shear layer for radial node 01 and downstream distance 08 of turbine 03 |  | (m^2/s)
| EddShrT3N01D9 |  | Contribution to the eddy viscosity from the shear layer for radial node 01 and downstream distance 09 of turbine 03 |  | (m^2/s)
| EddShrT3N02D1 |  | Contribution to the eddy viscosity from the shear layer for radial node 02 and downstream distance 01 of turbine 03 |  | (m^2/s)
| EddShrT3N02D2 |  | Contribution to the eddy viscosity from the shear layer for radial node 02 and downstream distance 02 of turbine 03 |  | (m^2/s)
| EddShrT3N02D3 |  | Contribution to the eddy viscosity from the shear layer for radial node 02 and downstream distance 03 of turbine 03 |  | (m^2/s)
| EddShrT3N02D4 |  | Contribution to the eddy viscosity from the shear layer for radial node 02 and downstream distance 04 of turbine 03 |  | (m^2/s)
| EddShrT3N02D5 |  | Contribution to the eddy viscosity from the shear layer for radial node 02 and downstream distance 05 of turbine 03 |  | (m^2/s)
| EddShrT3N02D6 |  | Contribution to the eddy viscosity from the shear layer for radial node 02 and downstream distance 06 of turbine 03 |  | (m^2/s)
| EddShrT3N02D7 |  | Contribution to the eddy viscosity from the shear layer for radial node 02 and downstream distance 07 of turbine 03 |  | (m^2/s)
| EddShrT3N02D8 |  | Contribution to the eddy viscosity from the shear layer for radial node 02 and downstream distance 08 of turbine 03 |  | (m^2/s)
| EddShrT3N02D9 |  | Contribution to the eddy viscosity from the shear layer for radial node 02 and downstream distance 09 of turbine 03 |  | (m^2/s)
| EddShrT3N03D1 |  | Contribution to the eddy viscosity from the shear layer for radial node 03 and downstream distance 01 of turbine 03 |  | (m^2/s)
| EddShrT3N03D2 |  | Contribution to the eddy viscosity from the shear layer for radial node 03 and downstream distance 02 of turbine 03 |  | (m^2/s)
| EddShrT3N03D3 |  | Contribution to the eddy viscosity from the shear layer for radial node 03 and downstream distance 03 of turbine 03 |  | (m^2/s)
| EddShrT3N03D4 |  | Contribution to the eddy viscosity from the shear layer for radial node 03 and downstream distance 04 of turbine 03 |  | (m^2/s)
| EddShrT3N03D5 |  | Contribution to the eddy viscosity from the shear layer for radial node 03 and downstream distance 05 of turbine 03 |  | (m^2/s)
| EddShrT3N03D6 |  | Contribution to the eddy viscosity from the shear layer for radial node 03 and downstream distance 06 of turbine 03 |  | (m^2/s)
| EddShrT3N03D7 |  | Contribution to the eddy viscosity from the shear layer for radial node 03 and downstream distance 07 of turbine 03 |  | (m^2/s)
| EddShrT3N03D8 |  | Contribution to the eddy viscosity from the shear layer for radial node 03 and downstream distance 08 of turbine 03 |  | (m^2/s)
| EddShrT3N03D9 |  | Contribution to the eddy viscosity from the shear layer for radial node 03 and downstream distance 09 of turbine 03 |  | (m^2/s)
| EddShrT3N04D1 |  | Contribution to the eddy viscosity from the shear layer for radial node 04 and downstream distance 01 of turbine 03 |  | (m^2/s)
| EddShrT3N04D2 |  | Contribution to the eddy viscosity from the shear layer for radial node 04 and downstream distance 02 of turbine 03 |  | (m^2/s)
| EddShrT3N04D3 |  | Contribution to the eddy viscosity from the shear layer for radial node 04 and downstream distance 03 of turbine 03 |  | (m^2/s)
| EddShrT3N04D4 |  | Contribution to the eddy viscosity from the shear layer for radial node 04 and downstream distance 04 of turbine 03 |  | (m^2/s)
| EddShrT3N04D5 |  | Contribution to the eddy viscosity from the shear layer for radial node 04 and downstream distance 05 of turbine 03 |  | (m^2/s)
| EddShrT3N04D6 |  | Contribution to the eddy viscosity from the shear layer for radial node 04 and downstream distance 06 of turbine 03 |  | (m^2/s)
| EddShrT3N04D7 |  | Contribution to the eddy viscosity from the shear layer for radial node 04 and downstream distance 07 of turbine 03 |  | (m^2/s)
| EddShrT3N04D8 |  | Contribution to the eddy viscosity from the shear layer for radial node 04 and downstream distance 08 of turbine 03 |  | (m^2/s)
| EddShrT3N04D9 |  | Contribution to the eddy viscosity from the shear layer for radial node 04 and downstream distance 09 of turbine 03 |  | (m^2/s)
| EddShrT3N05D1 |  | Contribution to the eddy viscosity from the shear layer for radial node 05 and downstream distance 01 of turbine 03 |  | (m^2/s)
| EddShrT3N05D2 |  | Contribution to the eddy viscosity from the shear layer for radial node 05 and downstream distance 02 of turbine 03 |  | (m^2/s)
| EddShrT3N05D3 |  | Contribution to the eddy viscosity from the shear layer for radial node 05 and downstream distance 03 of turbine 03 |  | (m^2/s)
| EddShrT3N05D4 |  | Contribution to the eddy viscosity from the shear layer for radial node 05 and downstream distance 04 of turbine 03 |  | (m^2/s)
| EddShrT3N05D5 |  | Contribution to the eddy viscosity from the shear layer for radial node 05 and downstream distance 05 of turbine 03 |  | (m^2/s)
| EddShrT3N05D6 |  | Contribution to the eddy viscosity from the shear layer for radial node 05 and downstream distance 06 of turbine 03 |  | (m^2/s)
| EddShrT3N05D7 |  | Contribution to the eddy viscosity from the shear layer for radial node 05 and downstream distance 07 of turbine 03 |  | (m^2/s)
| EddShrT3N05D8 |  | Contribution to the eddy viscosity from the shear layer for radial node 05 and downstream distance 08 of turbine 03 |  | (m^2/s)
| EddShrT3N05D9 |  | Contribution to the eddy viscosity from the shear layer for radial node 05 and downstream distance 09 of turbine 03 |  | (m^2/s)
| EddShrT3N06D1 |  | Contribution to the eddy viscosity from the shear layer for radial node 06 and downstream distance 01 of turbine 03 |  | (m^2/s)
| EddShrT3N06D2 |  | Contribution to the eddy viscosity from the shear layer for radial node 06 and downstream distance 02 of turbine 03 |  | (m^2/s)
| EddShrT3N06D3 |  | Contribution to the eddy viscosity from the shear layer for radial node 06 and downstream distance 03 of turbine 03 |  | (m^2/s)
| EddShrT3N06D4 |  | Contribution to the eddy viscosity from the shear layer for radial node 06 and downstream distance 04 of turbine 03 |  | (m^2/s)
| EddShrT3N06D5 |  | Contribution to the eddy viscosity from the shear layer for radial node 06 and downstream distance 05 of turbine 03 |  | (m^2/s)
| EddShrT3N06D6 |  | Contribution to the eddy viscosity from the shear layer for radial node 06 and downstream distance 06 of turbine 03 |  | (m^2/s)
| EddShrT3N06D7 |  | Contribution to the eddy viscosity from the shear layer for radial node 06 and downstream distance 07 of turbine 03 |  | (m^2/s)
| EddShrT3N06D8 |  | Contribution to the eddy viscosity from the shear layer for radial node 06 and downstream distance 08 of turbine 03 |  | (m^2/s)
| EddShrT3N06D9 |  | Contribution to the eddy viscosity from the shear layer for radial node 06 and downstream distance 09 of turbine 03 |  | (m^2/s)
| EddShrT3N07D1 |  | Contribution to the eddy viscosity from the shear layer for radial node 07 and downstream distance 01 of turbine 03 |  | (m^2/s)
| EddShrT3N07D2 |  | Contribution to the eddy viscosity from the shear layer for radial node 07 and downstream distance 02 of turbine 03 |  | (m^2/s)
| EddShrT3N07D3 |  | Contribution to the eddy viscosity from the shear layer for radial node 07 and downstream distance 03 of turbine 03 |  | (m^2/s)
| EddShrT3N07D4 |  | Contribution to the eddy viscosity from the shear layer for radial node 07 and downstream distance 04 of turbine 03 |  | (m^2/s)
| EddShrT3N07D5 |  | Contribution to the eddy viscosity from the shear layer for radial node 07 and downstream distance 05 of turbine 03 |  | (m^2/s)
| EddShrT3N07D6 |  | Contribution to the eddy viscosity from the shear layer for radial node 07 and downstream distance 06 of turbine 03 |  | (m^2/s)
| EddShrT3N07D7 |  | Contribution to the eddy viscosity from the shear layer for radial node 07 and downstream distance 07 of turbine 03 |  | (m^2/s)
| EddShrT3N07D8 |  | Contribution to the eddy viscosity from the shear layer for radial node 07 and downstream distance 08 of turbine 03 |  | (m^2/s)
| EddShrT3N07D9 |  | Contribution to the eddy viscosity from the shear layer for radial node 07 and downstream distance 09 of turbine 03 |  | (m^2/s)
| EddShrT3N08D1 |  | Contribution to the eddy viscosity from the shear layer for radial node 08 and downstream distance 01 of turbine 03 |  | (m^2/s)
| EddShrT3N08D2 |  | Contribution to the eddy viscosity from the shear layer for radial node 08 and downstream distance 02 of turbine 03 |  | (m^2/s)
| EddShrT3N08D3 |  | Contribution to the eddy viscosity from the shear layer for radial node 08 and downstream distance 03 of turbine 03 |  | (m^2/s)
| EddShrT3N08D4 |  | Contribution to the eddy viscosity from the shear layer for radial node 08 and downstream distance 04 of turbine 03 |  | (m^2/s)
| EddShrT3N08D5 |  | Contribution to the eddy viscosity from the shear layer for radial node 08 and downstream distance 05 of turbine 03 |  | (m^2/s)
| EddShrT3N08D6 |  | Contribution to the eddy viscosity from the shear layer for radial node 08 and downstream distance 06 of turbine 03 |  | (m^2/s)
| EddShrT3N08D7 |  | Contribution to the eddy viscosity from the shear layer for radial node 08 and downstream distance 07 of turbine 03 |  | (m^2/s)
| EddShrT3N08D8 |  | Contribution to the eddy viscosity from the shear layer for radial node 08 and downstream distance 08 of turbine 03 |  | (m^2/s)
| EddShrT3N08D9 |  | Contribution to the eddy viscosity from the shear layer for radial node 08 and downstream distance 09 of turbine 03 |  | (m^2/s)
| EddShrT3N09D1 |  | Contribution to the eddy viscosity from the shear layer for radial node 09 and downstream distance 01 of turbine 03 |  | (m^2/s)
| EddShrT3N09D2 |  | Contribution to the eddy viscosity from the shear layer for radial node 09 and downstream distance 02 of turbine 03 |  | (m^2/s)
| EddShrT3N09D3 |  | Contribution to the eddy viscosity from the shear layer for radial node 09 and downstream distance 03 of turbine 03 |  | (m^2/s)
| EddShrT3N09D4 |  | Contribution to the eddy viscosity from the shear layer for radial node 09 and downstream distance 04 of turbine 03 |  | (m^2/s)
| EddShrT3N09D5 |  | Contribution to the eddy viscosity from the shear layer for radial node 09 and downstream distance 05 of turbine 03 |  | (m^2/s)
| EddShrT3N09D6 |  | Contribution to the eddy viscosity from the shear layer for radial node 09 and downstream distance 06 of turbine 03 |  | (m^2/s)
| EddShrT3N09D7 |  | Contribution to the eddy viscosity from the shear layer for radial node 09 and downstream distance 07 of turbine 03 |  | (m^2/s)
| EddShrT3N09D8 |  | Contribution to the eddy viscosity from the shear layer for radial node 09 and downstream distance 08 of turbine 03 |  | (m^2/s)
| EddShrT3N09D9 |  | Contribution to the eddy viscosity from the shear layer for radial node 09 and downstream distance 09 of turbine 03 |  | (m^2/s)
| EddShrT3N10D1 |  | Contribution to the eddy viscosity from the shear layer for radial node 10 and downstream distance 01 of turbine 03 |  | (m^2/s)
| EddShrT3N10D2 |  | Contribution to the eddy viscosity from the shear layer for radial node 10 and downstream distance 02 of turbine 03 |  | (m^2/s)
| EddShrT3N10D3 |  | Contribution to the eddy viscosity from the shear layer for radial node 10 and downstream distance 03 of turbine 03 |  | (m^2/s)
| EddShrT3N10D4 |  | Contribution to the eddy viscosity from the shear layer for radial node 10 and downstream distance 04 of turbine 03 |  | (m^2/s)
| EddShrT3N10D5 |  | Contribution to the eddy viscosity from the shear layer for radial node 10 and downstream distance 05 of turbine 03 |  | (m^2/s)
| EddShrT3N10D6 |  | Contribution to the eddy viscosity from the shear layer for radial node 10 and downstream distance 06 of turbine 03 |  | (m^2/s)
| EddShrT3N10D7 |  | Contribution to the eddy viscosity from the shear layer for radial node 10 and downstream distance 07 of turbine 03 |  | (m^2/s)
| EddShrT3N10D8 |  | Contribution to the eddy viscosity from the shear layer for radial node 10 and downstream distance 08 of turbine 03 |  | (m^2/s)
| EddShrT3N10D9 |  | Contribution to the eddy viscosity from the shear layer for radial node 10 and downstream distance 09 of turbine 03 |  | (m^2/s)
| EddShrT3N11D1 |  | Contribution to the eddy viscosity from the shear layer for radial node 11 and downstream distance 01 of turbine 03 |  | (m^2/s)
| EddShrT3N11D2 |  | Contribution to the eddy viscosity from the shear layer for radial node 11 and downstream distance 02 of turbine 03 |  | (m^2/s)
| EddShrT3N11D3 |  | Contribution to the eddy viscosity from the shear layer for radial node 11 and downstream distance 03 of turbine 03 |  | (m^2/s)
| EddShrT3N11D4 |  | Contribution to the eddy viscosity from the shear layer for radial node 11 and downstream distance 04 of turbine 03 |  | (m^2/s)
| EddShrT3N11D5 |  | Contribution to the eddy viscosity from the shear layer for radial node 11 and downstream distance 05 of turbine 03 |  | (m^2/s)
| EddShrT3N11D6 |  | Contribution to the eddy viscosity from the shear layer for radial node 11 and downstream distance 06 of turbine 03 |  | (m^2/s)
| EddShrT3N11D7 |  | Contribution to the eddy viscosity from the shear layer for radial node 11 and downstream distance 07 of turbine 03 |  | (m^2/s)
| EddShrT3N11D8 |  | Contribution to the eddy viscosity from the shear layer for radial node 11 and downstream distance 08 of turbine 03 |  | (m^2/s)
| EddShrT3N11D9 |  | Contribution to the eddy viscosity from the shear layer for radial node 11 and downstream distance 09 of turbine 03 |  | (m^2/s)
| EddShrT3N12D1 |  | Contribution to the eddy viscosity from the shear layer for radial node 12 and downstream distance 01 of turbine 03 |  | (m^2/s)
| EddShrT3N12D2 |  | Contribution to the eddy viscosity from the shear layer for radial node 12 and downstream distance 02 of turbine 03 |  | (m^2/s)
| EddShrT3N12D3 |  | Contribution to the eddy viscosity from the shear layer for radial node 12 and downstream distance 03 of turbine 03 |  | (m^2/s)
| EddShrT3N12D4 |  | Contribution to the eddy viscosity from the shear layer for radial node 12 and downstream distance 04 of turbine 03 |  | (m^2/s)
| EddShrT3N12D5 |  | Contribution to the eddy viscosity from the shear layer for radial node 12 and downstream distance 05 of turbine 03 |  | (m^2/s)
| EddShrT3N12D6 |  | Contribution to the eddy viscosity from the shear layer for radial node 12 and downstream distance 06 of turbine 03 |  | (m^2/s)
| EddShrT3N12D7 |  | Contribution to the eddy viscosity from the shear layer for radial node 12 and downstream distance 07 of turbine 03 |  | (m^2/s)
| EddShrT3N12D8 |  | Contribution to the eddy viscosity from the shear layer for radial node 12 and downstream distance 08 of turbine 03 |  | (m^2/s)
| EddShrT3N12D9 |  | Contribution to the eddy viscosity from the shear layer for radial node 12 and downstream distance 09 of turbine 03 |  | (m^2/s)
| EddShrT3N13D1 |  | Contribution to the eddy viscosity from the shear layer for radial node 13 and downstream distance 01 of turbine 03 |  | (m^2/s)
| EddShrT3N13D2 |  | Contribution to the eddy viscosity from the shear layer for radial node 13 and downstream distance 02 of turbine 03 |  | (m^2/s)
| EddShrT3N13D3 |  | Contribution to the eddy viscosity from the shear layer for radial node 13 and downstream distance 03 of turbine 03 |  | (m^2/s)
| EddShrT3N13D4 |  | Contribution to the eddy viscosity from the shear layer for radial node 13 and downstream distance 04 of turbine 03 |  | (m^2/s)
| EddShrT3N13D5 |  | Contribution to the eddy viscosity from the shear layer for radial node 13 and downstream distance 05 of turbine 03 |  | (m^2/s)
| EddShrT3N13D6 |  | Contribution to the eddy viscosity from the shear layer for radial node 13 and downstream distance 06 of turbine 03 |  | (m^2/s)
| EddShrT3N13D7 |  | Contribution to the eddy viscosity from the shear layer for radial node 13 and downstream distance 07 of turbine 03 |  | (m^2/s)
| EddShrT3N13D8 |  | Contribution to the eddy viscosity from the shear layer for radial node 13 and downstream distance 08 of turbine 03 |  | (m^2/s)
| EddShrT3N13D9 |  | Contribution to the eddy viscosity from the shear layer for radial node 13 and downstream distance 09 of turbine 03 |  | (m^2/s)
| EddShrT3N14D1 |  | Contribution to the eddy viscosity from the shear layer for radial node 14 and downstream distance 01 of turbine 03 |  | (m^2/s)
| EddShrT3N14D2 |  | Contribution to the eddy viscosity from the shear layer for radial node 14 and downstream distance 02 of turbine 03 |  | (m^2/s)
| EddShrT3N14D3 |  | Contribution to the eddy viscosity from the shear layer for radial node 14 and downstream distance 03 of turbine 03 |  | (m^2/s)
| EddShrT3N14D4 |  | Contribution to the eddy viscosity from the shear layer for radial node 14 and downstream distance 04 of turbine 03 |  | (m^2/s)
| EddShrT3N14D5 |  | Contribution to the eddy viscosity from the shear layer for radial node 14 and downstream distance 05 of turbine 03 |  | (m^2/s)
| EddShrT3N14D6 |  | Contribution to the eddy viscosity from the shear layer for radial node 14 and downstream distance 06 of turbine 03 |  | (m^2/s)
| EddShrT3N14D7 |  | Contribution to the eddy viscosity from the shear layer for radial node 14 and downstream distance 07 of turbine 03 |  | (m^2/s)
| EddShrT3N14D8 |  | Contribution to the eddy viscosity from the shear layer for radial node 14 and downstream distance 08 of turbine 03 |  | (m^2/s)
| EddShrT3N14D9 |  | Contribution to the eddy viscosity from the shear layer for radial node 14 and downstream distance 09 of turbine 03 |  | (m^2/s)
| EddShrT3N15D1 |  | Contribution to the eddy viscosity from the shear layer for radial node 15 and downstream distance 01 of turbine 03 |  | (m^2/s)
| EddShrT3N15D2 |  | Contribution to the eddy viscosity from the shear layer for radial node 15 and downstream distance 02 of turbine 03 |  | (m^2/s)
| EddShrT3N15D3 |  | Contribution to the eddy viscosity from the shear layer for radial node 15 and downstream distance 03 of turbine 03 |  | (m^2/s)
| EddShrT3N15D4 |  | Contribution to the eddy viscosity from the shear layer for radial node 15 and downstream distance 04 of turbine 03 |  | (m^2/s)
| EddShrT3N15D5 |  | Contribution to the eddy viscosity from the shear layer for radial node 15 and downstream distance 05 of turbine 03 |  | (m^2/s)
| EddShrT3N15D6 |  | Contribution to the eddy viscosity from the shear layer for radial node 15 and downstream distance 06 of turbine 03 |  | (m^2/s)
| EddShrT3N15D7 |  | Contribution to the eddy viscosity from the shear layer for radial node 15 and downstream distance 07 of turbine 03 |  | (m^2/s)
| EddShrT3N15D8 |  | Contribution to the eddy viscosity from the shear layer for radial node 15 and downstream distance 08 of turbine 03 |  | (m^2/s)
| EddShrT3N15D9 |  | Contribution to the eddy viscosity from the shear layer for radial node 15 and downstream distance 09 of turbine 03 |  | (m^2/s)
| EddShrT3N16D1 |  | Contribution to the eddy viscosity from the shear layer for radial node 16 and downstream distance 01 of turbine 03 |  | (m^2/s)
| EddShrT3N16D2 |  | Contribution to the eddy viscosity from the shear layer for radial node 16 and downstream distance 02 of turbine 03 |  | (m^2/s)
| EddShrT3N16D3 |  | Contribution to the eddy viscosity from the shear layer for radial node 16 and downstream distance 03 of turbine 03 |  | (m^2/s)
| EddShrT3N16D4 |  | Contribution to the eddy viscosity from the shear layer for radial node 16 and downstream distance 04 of turbine 03 |  | (m^2/s)
| EddShrT3N16D5 |  | Contribution to the eddy viscosity from the shear layer for radial node 16 and downstream distance 05 of turbine 03 |  | (m^2/s)
| EddShrT3N16D6 |  | Contribution to the eddy viscosity from the shear layer for radial node 16 and downstream distance 06 of turbine 03 |  | (m^2/s)
| EddShrT3N16D7 |  | Contribution to the eddy viscosity from the shear layer for radial node 16 and downstream distance 07 of turbine 03 |  | (m^2/s)
| EddShrT3N16D8 |  | Contribution to the eddy viscosity from the shear layer for radial node 16 and downstream distance 08 of turbine 03 |  | (m^2/s)
| EddShrT3N16D9 |  | Contribution to the eddy viscosity from the shear layer for radial node 16 and downstream distance 09 of turbine 03 |  | (m^2/s)
| EddShrT3N17D1 |  | Contribution to the eddy viscosity from the shear layer for radial node 17 and downstream distance 01 of turbine 03 |  | (m^2/s)
| EddShrT3N17D2 |  | Contribution to the eddy viscosity from the shear layer for radial node 17 and downstream distance 02 of turbine 03 |  | (m^2/s)
| EddShrT3N17D3 |  | Contribution to the eddy viscosity from the shear layer for radial node 17 and downstream distance 03 of turbine 03 |  | (m^2/s)
| EddShrT3N17D4 |  | Contribution to the eddy viscosity from the shear layer for radial node 17 and downstream distance 04 of turbine 03 |  | (m^2/s)
| EddShrT3N17D5 |  | Contribution to the eddy viscosity from the shear layer for radial node 17 and downstream distance 05 of turbine 03 |  | (m^2/s)
| EddShrT3N17D6 |  | Contribution to the eddy viscosity from the shear layer for radial node 17 and downstream distance 06 of turbine 03 |  | (m^2/s)
| EddShrT3N17D7 |  | Contribution to the eddy viscosity from the shear layer for radial node 17 and downstream distance 07 of turbine 03 |  | (m^2/s)
| EddShrT3N17D8 |  | Contribution to the eddy viscosity from the shear layer for radial node 17 and downstream distance 08 of turbine 03 |  | (m^2/s)
| EddShrT3N17D9 |  | Contribution to the eddy viscosity from the shear layer for radial node 17 and downstream distance 09 of turbine 03 |  | (m^2/s)
| EddShrT3N18D1 |  | Contribution to the eddy viscosity from the shear layer for radial node 18 and downstream distance 01 of turbine 03 |  | (m^2/s)
| EddShrT3N18D2 |  | Contribution to the eddy viscosity from the shear layer for radial node 18 and downstream distance 02 of turbine 03 |  | (m^2/s)
| EddShrT3N18D3 |  | Contribution to the eddy viscosity from the shear layer for radial node 18 and downstream distance 03 of turbine 03 |  | (m^2/s)
| EddShrT3N18D4 |  | Contribution to the eddy viscosity from the shear layer for radial node 18 and downstream distance 04 of turbine 03 |  | (m^2/s)
| EddShrT3N18D5 |  | Contribution to the eddy viscosity from the shear layer for radial node 18 and downstream distance 05 of turbine 03 |  | (m^2/s)
| EddShrT3N18D6 |  | Contribution to the eddy viscosity from the shear layer for radial node 18 and downstream distance 06 of turbine 03 |  | (m^2/s)
| EddShrT3N18D7 |  | Contribution to the eddy viscosity from the shear layer for radial node 18 and downstream distance 07 of turbine 03 |  | (m^2/s)
| EddShrT3N18D8 |  | Contribution to the eddy viscosity from the shear layer for radial node 18 and downstream distance 08 of turbine 03 |  | (m^2/s)
| EddShrT3N18D9 |  | Contribution to the eddy viscosity from the shear layer for radial node 18 and downstream distance 09 of turbine 03 |  | (m^2/s)
| EddShrT3N19D1 |  | Contribution to the eddy viscosity from the shear layer for radial node 19 and downstream distance 01 of turbine 03 |  | (m^2/s)
| EddShrT3N19D2 |  | Contribution to the eddy viscosity from the shear layer for radial node 19 and downstream distance 02 of turbine 03 |  | (m^2/s)
| EddShrT3N19D3 |  | Contribution to the eddy viscosity from the shear layer for radial node 19 and downstream distance 03 of turbine 03 |  | (m^2/s)
| EddShrT3N19D4 |  | Contribution to the eddy viscosity from the shear layer for radial node 19 and downstream distance 04 of turbine 03 |  | (m^2/s)
| EddShrT3N19D5 |  | Contribution to the eddy viscosity from the shear layer for radial node 19 and downstream distance 05 of turbine 03 |  | (m^2/s)
| EddShrT3N19D6 |  | Contribution to the eddy viscosity from the shear layer for radial node 19 and downstream distance 06 of turbine 03 |  | (m^2/s)
| EddShrT3N19D7 |  | Contribution to the eddy viscosity from the shear layer for radial node 19 and downstream distance 07 of turbine 03 |  | (m^2/s)
| EddShrT3N19D8 |  | Contribution to the eddy viscosity from the shear layer for radial node 19 and downstream distance 08 of turbine 03 |  | (m^2/s)
| EddShrT3N19D9 |  | Contribution to the eddy viscosity from the shear layer for radial node 19 and downstream distance 09 of turbine 03 |  | (m^2/s)
| EddShrT3N20D1 |  | Contribution to the eddy viscosity from the shear layer for radial node 20 and downstream distance 01 of turbine 03 |  | (m^2/s)
| EddShrT3N20D2 |  | Contribution to the eddy viscosity from the shear layer for radial node 20 and downstream distance 02 of turbine 03 |  | (m^2/s)
| EddShrT3N20D3 |  | Contribution to the eddy viscosity from the shear layer for radial node 20 and downstream distance 03 of turbine 03 |  | (m^2/s)
| EddShrT3N20D4 |  | Contribution to the eddy viscosity from the shear layer for radial node 20 and downstream distance 04 of turbine 03 |  | (m^2/s)
| EddShrT3N20D5 |  | Contribution to the eddy viscosity from the shear layer for radial node 20 and downstream distance 05 of turbine 03 |  | (m^2/s)
| EddShrT3N20D6 |  | Contribution to the eddy viscosity from the shear layer for radial node 20 and downstream distance 06 of turbine 03 |  | (m^2/s)
| EddShrT3N20D7 |  | Contribution to the eddy viscosity from the shear layer for radial node 20 and downstream distance 07 of turbine 03 |  | (m^2/s)
| EddShrT3N20D8 |  | Contribution to the eddy viscosity from the shear layer for radial node 20 and downstream distance 08 of turbine 03 |  | (m^2/s)
| EddShrT3N20D9 |  | Contribution to the eddy viscosity from the shear layer for radial node 20 and downstream distance 09 of turbine 03 |  | (m^2/s)
| EddShrT4N01D1 |  | Contribution to the eddy viscosity from the shear layer for radial node 01 and downstream distance 01 of turbine 04 |  | (m^2/s)
| EddShrT4N01D2 |  | Contribution to the eddy viscosity from the shear layer for radial node 01 and downstream distance 02 of turbine 04 |  | (m^2/s)
| EddShrT4N01D3 |  | Contribution to the eddy viscosity from the shear layer for radial node 01 and downstream distance 03 of turbine 04 |  | (m^2/s)
| EddShrT4N01D4 |  | Contribution to the eddy viscosity from the shear layer for radial node 01 and downstream distance 04 of turbine 04 |  | (m^2/s)
| EddShrT4N01D5 |  | Contribution to the eddy viscosity from the shear layer for radial node 01 and downstream distance 05 of turbine 04 |  | (m^2/s)
| EddShrT4N01D6 |  | Contribution to the eddy viscosity from the shear layer for radial node 01 and downstream distance 06 of turbine 04 |  | (m^2/s)
| EddShrT4N01D7 |  | Contribution to the eddy viscosity from the shear layer for radial node 01 and downstream distance 07 of turbine 04 |  | (m^2/s)
| EddShrT4N01D8 |  | Contribution to the eddy viscosity from the shear layer for radial node 01 and downstream distance 08 of turbine 04 |  | (m^2/s)
| EddShrT4N01D9 |  | Contribution to the eddy viscosity from the shear layer for radial node 01 and downstream distance 09 of turbine 04 |  | (m^2/s)
| EddShrT4N02D1 |  | Contribution to the eddy viscosity from the shear layer for radial node 02 and downstream distance 01 of turbine 04 |  | (m^2/s)
| EddShrT4N02D2 |  | Contribution to the eddy viscosity from the shear layer for radial node 02 and downstream distance 02 of turbine 04 |  | (m^2/s)
| EddShrT4N02D3 |  | Contribution to the eddy viscosity from the shear layer for radial node 02 and downstream distance 03 of turbine 04 |  | (m^2/s)
| EddShrT4N02D4 |  | Contribution to the eddy viscosity from the shear layer for radial node 02 and downstream distance 04 of turbine 04 |  | (m^2/s)
| EddShrT4N02D5 |  | Contribution to the eddy viscosity from the shear layer for radial node 02 and downstream distance 05 of turbine 04 |  | (m^2/s)
| EddShrT4N02D6 |  | Contribution to the eddy viscosity from the shear layer for radial node 02 and downstream distance 06 of turbine 04 |  | (m^2/s)
| EddShrT4N02D7 |  | Contribution to the eddy viscosity from the shear layer for radial node 02 and downstream distance 07 of turbine 04 |  | (m^2/s)
| EddShrT4N02D8 |  | Contribution to the eddy viscosity from the shear layer for radial node 02 and downstream distance 08 of turbine 04 |  | (m^2/s)
| EddShrT4N02D9 |  | Contribution to the eddy viscosity from the shear layer for radial node 02 and downstream distance 09 of turbine 04 |  | (m^2/s)
| EddShrT4N03D1 |  | Contribution to the eddy viscosity from the shear layer for radial node 03 and downstream distance 01 of turbine 04 |  | (m^2/s)
| EddShrT4N03D2 |  | Contribution to the eddy viscosity from the shear layer for radial node 03 and downstream distance 02 of turbine 04 |  | (m^2/s)
| EddShrT4N03D3 |  | Contribution to the eddy viscosity from the shear layer for radial node 03 and downstream distance 03 of turbine 04 |  | (m^2/s)
| EddShrT4N03D4 |  | Contribution to the eddy viscosity from the shear layer for radial node 03 and downstream distance 04 of turbine 04 |  | (m^2/s)
| EddShrT4N03D5 |  | Contribution to the eddy viscosity from the shear layer for radial node 03 and downstream distance 05 of turbine 04 |  | (m^2/s)
| EddShrT4N03D6 |  | Contribution to the eddy viscosity from the shear layer for radial node 03 and downstream distance 06 of turbine 04 |  | (m^2/s)
| EddShrT4N03D7 |  | Contribution to the eddy viscosity from the shear layer for radial node 03 and downstream distance 07 of turbine 04 |  | (m^2/s)
| EddShrT4N03D8 |  | Contribution to the eddy viscosity from the shear layer for radial node 03 and downstream distance 08 of turbine 04 |  | (m^2/s)
| EddShrT4N03D9 |  | Contribution to the eddy viscosity from the shear layer for radial node 03 and downstream distance 09 of turbine 04 |  | (m^2/s)
| EddShrT4N04D1 |  | Contribution to the eddy viscosity from the shear layer for radial node 04 and downstream distance 01 of turbine 04 |  | (m^2/s)
| EddShrT4N04D2 |  | Contribution to the eddy viscosity from the shear layer for radial node 04 and downstream distance 02 of turbine 04 |  | (m^2/s)
| EddShrT4N04D3 |  | Contribution to the eddy viscosity from the shear layer for radial node 04 and downstream distance 03 of turbine 04 |  | (m^2/s)
| EddShrT4N04D4 |  | Contribution to the eddy viscosity from the shear layer for radial node 04 and downstream distance 04 of turbine 04 |  | (m^2/s)
| EddShrT4N04D5 |  | Contribution to the eddy viscosity from the shear layer for radial node 04 and downstream distance 05 of turbine 04 |  | (m^2/s)
| EddShrT4N04D6 |  | Contribution to the eddy viscosity from the shear layer for radial node 04 and downstream distance 06 of turbine 04 |  | (m^2/s)
| EddShrT4N04D7 |  | Contribution to the eddy viscosity from the shear layer for radial node 04 and downstream distance 07 of turbine 04 |  | (m^2/s)
| EddShrT4N04D8 |  | Contribution to the eddy viscosity from the shear layer for radial node 04 and downstream distance 08 of turbine 04 |  | (m^2/s)
| EddShrT4N04D9 |  | Contribution to the eddy viscosity from the shear layer for radial node 04 and downstream distance 09 of turbine 04 |  | (m^2/s)
| EddShrT4N05D1 |  | Contribution to the eddy viscosity from the shear layer for radial node 05 and downstream distance 01 of turbine 04 |  | (m^2/s)
| EddShrT4N05D2 |  | Contribution to the eddy viscosity from the shear layer for radial node 05 and downstream distance 02 of turbine 04 |  | (m^2/s)
| EddShrT4N05D3 |  | Contribution to the eddy viscosity from the shear layer for radial node 05 and downstream distance 03 of turbine 04 |  | (m^2/s)
| EddShrT4N05D4 |  | Contribution to the eddy viscosity from the shear layer for radial node 05 and downstream distance 04 of turbine 04 |  | (m^2/s)
| EddShrT4N05D5 |  | Contribution to the eddy viscosity from the shear layer for radial node 05 and downstream distance 05 of turbine 04 |  | (m^2/s)
| EddShrT4N05D6 |  | Contribution to the eddy viscosity from the shear layer for radial node 05 and downstream distance 06 of turbine 04 |  | (m^2/s)
| EddShrT4N05D7 |  | Contribution to the eddy viscosity from the shear layer for radial node 05 and downstream distance 07 of turbine 04 |  | (m^2/s)
| EddShrT4N05D8 |  | Contribution to the eddy viscosity from the shear layer for radial node 05 and downstream distance 08 of turbine 04 |  | (m^2/s)
| EddShrT4N05D9 |  | Contribution to the eddy viscosity from the shear layer for radial node 05 and downstream distance 09 of turbine 04 |  | (m^2/s)
| EddShrT4N06D1 |  | Contribution to the eddy viscosity from the shear layer for radial node 06 and downstream distance 01 of turbine 04 |  | (m^2/s)
| EddShrT4N06D2 |  | Contribution to the eddy viscosity from the shear layer for radial node 06 and downstream distance 02 of turbine 04 |  | (m^2/s)
| EddShrT4N06D3 |  | Contribution to the eddy viscosity from the shear layer for radial node 06 and downstream distance 03 of turbine 04 |  | (m^2/s)
| EddShrT4N06D4 |  | Contribution to the eddy viscosity from the shear layer for radial node 06 and downstream distance 04 of turbine 04 |  | (m^2/s)
| EddShrT4N06D5 |  | Contribution to the eddy viscosity from the shear layer for radial node 06 and downstream distance 05 of turbine 04 |  | (m^2/s)
| EddShrT4N06D6 |  | Contribution to the eddy viscosity from the shear layer for radial node 06 and downstream distance 06 of turbine 04 |  | (m^2/s)
| EddShrT4N06D7 |  | Contribution to the eddy viscosity from the shear layer for radial node 06 and downstream distance 07 of turbine 04 |  | (m^2/s)
| EddShrT4N06D8 |  | Contribution to the eddy viscosity from the shear layer for radial node 06 and downstream distance 08 of turbine 04 |  | (m^2/s)
| EddShrT4N06D9 |  | Contribution to the eddy viscosity from the shear layer for radial node 06 and downstream distance 09 of turbine 04 |  | (m^2/s)
| EddShrT4N07D1 |  | Contribution to the eddy viscosity from the shear layer for radial node 07 and downstream distance 01 of turbine 04 |  | (m^2/s)
| EddShrT4N07D2 |  | Contribution to the eddy viscosity from the shear layer for radial node 07 and downstream distance 02 of turbine 04 |  | (m^2/s)
| EddShrT4N07D3 |  | Contribution to the eddy viscosity from the shear layer for radial node 07 and downstream distance 03 of turbine 04 |  | (m^2/s)
| EddShrT4N07D4 |  | Contribution to the eddy viscosity from the shear layer for radial node 07 and downstream distance 04 of turbine 04 |  | (m^2/s)
| EddShrT4N07D5 |  | Contribution to the eddy viscosity from the shear layer for radial node 07 and downstream distance 05 of turbine 04 |  | (m^2/s)
| EddShrT4N07D6 |  | Contribution to the eddy viscosity from the shear layer for radial node 07 and downstream distance 06 of turbine 04 |  | (m^2/s)
| EddShrT4N07D7 |  | Contribution to the eddy viscosity from the shear layer for radial node 07 and downstream distance 07 of turbine 04 |  | (m^2/s)
| EddShrT4N07D8 |  | Contribution to the eddy viscosity from the shear layer for radial node 07 and downstream distance 08 of turbine 04 |  | (m^2/s)
| EddShrT4N07D9 |  | Contribution to the eddy viscosity from the shear layer for radial node 07 and downstream distance 09 of turbine 04 |  | (m^2/s)
| EddShrT4N08D1 |  | Contribution to the eddy viscosity from the shear layer for radial node 08 and downstream distance 01 of turbine 04 |  | (m^2/s)
| EddShrT4N08D2 |  | Contribution to the eddy viscosity from the shear layer for radial node 08 and downstream distance 02 of turbine 04 |  | (m^2/s)
| EddShrT4N08D3 |  | Contribution to the eddy viscosity from the shear layer for radial node 08 and downstream distance 03 of turbine 04 |  | (m^2/s)
| EddShrT4N08D4 |  | Contribution to the eddy viscosity from the shear layer for radial node 08 and downstream distance 04 of turbine 04 |  | (m^2/s)
| EddShrT4N08D5 |  | Contribution to the eddy viscosity from the shear layer for radial node 08 and downstream distance 05 of turbine 04 |  | (m^2/s)
| EddShrT4N08D6 |  | Contribution to the eddy viscosity from the shear layer for radial node 08 and downstream distance 06 of turbine 04 |  | (m^2/s)
| EddShrT4N08D7 |  | Contribution to the eddy viscosity from the shear layer for radial node 08 and downstream distance 07 of turbine 04 |  | (m^2/s)
| EddShrT4N08D8 |  | Contribution to the eddy viscosity from the shear layer for radial node 08 and downstream distance 08 of turbine 04 |  | (m^2/s)
| EddShrT4N08D9 |  | Contribution to the eddy viscosity from the shear layer for radial node 08 and downstream distance 09 of turbine 04 |  | (m^2/s)
| EddShrT4N09D1 |  | Contribution to the eddy viscosity from the shear layer for radial node 09 and downstream distance 01 of turbine 04 |  | (m^2/s)
| EddShrT4N09D2 |  | Contribution to the eddy viscosity from the shear layer for radial node 09 and downstream distance 02 of turbine 04 |  | (m^2/s)
| EddShrT4N09D3 |  | Contribution to the eddy viscosity from the shear layer for radial node 09 and downstream distance 03 of turbine 04 |  | (m^2/s)
| EddShrT4N09D4 |  | Contribution to the eddy viscosity from the shear layer for radial node 09 and downstream distance 04 of turbine 04 |  | (m^2/s)
| EddShrT4N09D5 |  | Contribution to the eddy viscosity from the shear layer for radial node 09 and downstream distance 05 of turbine 04 |  | (m^2/s)
| EddShrT4N09D6 |  | Contribution to the eddy viscosity from the shear layer for radial node 09 and downstream distance 06 of turbine 04 |  | (m^2/s)
| EddShrT4N09D7 |  | Contribution to the eddy viscosity from the shear layer for radial node 09 and downstream distance 07 of turbine 04 |  | (m^2/s)
| EddShrT4N09D8 |  | Contribution to the eddy viscosity from the shear layer for radial node 09 and downstream distance 08 of turbine 04 |  | (m^2/s)
| EddShrT4N09D9 |  | Contribution to the eddy viscosity from the shear layer for radial node 09 and downstream distance 09 of turbine 04 |  | (m^2/s)
| EddShrT4N10D1 |  | Contribution to the eddy viscosity from the shear layer for radial node 10 and downstream distance 01 of turbine 04 |  | (m^2/s)
| EddShrT4N10D2 |  | Contribution to the eddy viscosity from the shear layer for radial node 10 and downstream distance 02 of turbine 04 |  | (m^2/s)
| EddShrT4N10D3 |  | Contribution to the eddy viscosity from the shear layer for radial node 10 and downstream distance 03 of turbine 04 |  | (m^2/s)
| EddShrT4N10D4 |  | Contribution to the eddy viscosity from the shear layer for radial node 10 and downstream distance 04 of turbine 04 |  | (m^2/s)
| EddShrT4N10D5 |  | Contribution to the eddy viscosity from the shear layer for radial node 10 and downstream distance 05 of turbine 04 |  | (m^2/s)
| EddShrT4N10D6 |  | Contribution to the eddy viscosity from the shear layer for radial node 10 and downstream distance 06 of turbine 04 |  | (m^2/s)
| EddShrT4N10D7 |  | Contribution to the eddy viscosity from the shear layer for radial node 10 and downstream distance 07 of turbine 04 |  | (m^2/s)
| EddShrT4N10D8 |  | Contribution to the eddy viscosity from the shear layer for radial node 10 and downstream distance 08 of turbine 04 |  | (m^2/s)
| EddShrT4N10D9 |  | Contribution to the eddy viscosity from the shear layer for radial node 10 and downstream distance 09 of turbine 04 |  | (m^2/s)
| EddShrT4N11D1 |  | Contribution to the eddy viscosity from the shear layer for radial node 11 and downstream distance 01 of turbine 04 |  | (m^2/s)
| EddShrT4N11D2 |  | Contribution to the eddy viscosity from the shear layer for radial node 11 and downstream distance 02 of turbine 04 |  | (m^2/s)
| EddShrT4N11D3 |  | Contribution to the eddy viscosity from the shear layer for radial node 11 and downstream distance 03 of turbine 04 |  | (m^2/s)
| EddShrT4N11D4 |  | Contribution to the eddy viscosity from the shear layer for radial node 11 and downstream distance 04 of turbine 04 |  | (m^2/s)
| EddShrT4N11D5 |  | Contribution to the eddy viscosity from the shear layer for radial node 11 and downstream distance 05 of turbine 04 |  | (m^2/s)
| EddShrT4N11D6 |  | Contribution to the eddy viscosity from the shear layer for radial node 11 and downstream distance 06 of turbine 04 |  | (m^2/s)
| EddShrT4N11D7 |  | Contribution to the eddy viscosity from the shear layer for radial node 11 and downstream distance 07 of turbine 04 |  | (m^2/s)
| EddShrT4N11D8 |  | Contribution to the eddy viscosity from the shear layer for radial node 11 and downstream distance 08 of turbine 04 |  | (m^2/s)
| EddShrT4N11D9 |  | Contribution to the eddy viscosity from the shear layer for radial node 11 and downstream distance 09 of turbine 04 |  | (m^2/s)
| EddShrT4N12D1 |  | Contribution to the eddy viscosity from the shear layer for radial node 12 and downstream distance 01 of turbine 04 |  | (m^2/s)
| EddShrT4N12D2 |  | Contribution to the eddy viscosity from the shear layer for radial node 12 and downstream distance 02 of turbine 04 |  | (m^2/s)
| EddShrT4N12D3 |  | Contribution to the eddy viscosity from the shear layer for radial node 12 and downstream distance 03 of turbine 04 |  | (m^2/s)
| EddShrT4N12D4 |  | Contribution to the eddy viscosity from the shear layer for radial node 12 and downstream distance 04 of turbine 04 |  | (m^2/s)
| EddShrT4N12D5 |  | Contribution to the eddy viscosity from the shear layer for radial node 12 and downstream distance 05 of turbine 04 |  | (m^2/s)
| EddShrT4N12D6 |  | Contribution to the eddy viscosity from the shear layer for radial node 12 and downstream distance 06 of turbine 04 |  | (m^2/s)
| EddShrT4N12D7 |  | Contribution to the eddy viscosity from the shear layer for radial node 12 and downstream distance 07 of turbine 04 |  | (m^2/s)
| EddShrT4N12D8 |  | Contribution to the eddy viscosity from the shear layer for radial node 12 and downstream distance 08 of turbine 04 |  | (m^2/s)
| EddShrT4N12D9 |  | Contribution to the eddy viscosity from the shear layer for radial node 12 and downstream distance 09 of turbine 04 |  | (m^2/s)
| EddShrT4N13D1 |  | Contribution to the eddy viscosity from the shear layer for radial node 13 and downstream distance 01 of turbine 04 |  | (m^2/s)
| EddShrT4N13D2 |  | Contribution to the eddy viscosity from the shear layer for radial node 13 and downstream distance 02 of turbine 04 |  | (m^2/s)
| EddShrT4N13D3 |  | Contribution to the eddy viscosity from the shear layer for radial node 13 and downstream distance 03 of turbine 04 |  | (m^2/s)
| EddShrT4N13D4 |  | Contribution to the eddy viscosity from the shear layer for radial node 13 and downstream distance 04 of turbine 04 |  | (m^2/s)
| EddShrT4N13D5 |  | Contribution to the eddy viscosity from the shear layer for radial node 13 and downstream distance 05 of turbine 04 |  | (m^2/s)
| EddShrT4N13D6 |  | Contribution to the eddy viscosity from the shear layer for radial node 13 and downstream distance 06 of turbine 04 |  | (m^2/s)
| EddShrT4N13D7 |  | Contribution to the eddy viscosity from the shear layer for radial node 13 and downstream distance 07 of turbine 04 |  | (m^2/s)
| EddShrT4N13D8 |  | Contribution to the eddy viscosity from the shear layer for radial node 13 and downstream distance 08 of turbine 04 |  | (m^2/s)
| EddShrT4N13D9 |  | Contribution to the eddy viscosity from the shear layer for radial node 13 and downstream distance 09 of turbine 04 |  | (m^2/s)
| EddShrT4N14D1 |  | Contribution to the eddy viscosity from the shear layer for radial node 14 and downstream distance 01 of turbine 04 |  | (m^2/s)
| EddShrT4N14D2 |  | Contribution to the eddy viscosity from the shear layer for radial node 14 and downstream distance 02 of turbine 04 |  | (m^2/s)
| EddShrT4N14D3 |  | Contribution to the eddy viscosity from the shear layer for radial node 14 and downstream distance 03 of turbine 04 |  | (m^2/s)
| EddShrT4N14D4 |  | Contribution to the eddy viscosity from the shear layer for radial node 14 and downstream distance 04 of turbine 04 |  | (m^2/s)
| EddShrT4N14D5 |  | Contribution to the eddy viscosity from the shear layer for radial node 14 and downstream distance 05 of turbine 04 |  | (m^2/s)
| EddShrT4N14D6 |  | Contribution to the eddy viscosity from the shear layer for radial node 14 and downstream distance 06 of turbine 04 |  | (m^2/s)
| EddShrT4N14D7 |  | Contribution to the eddy viscosity from the shear layer for radial node 14 and downstream distance 07 of turbine 04 |  | (m^2/s)
| EddShrT4N14D8 |  | Contribution to the eddy viscosity from the shear layer for radial node 14 and downstream distance 08 of turbine 04 |  | (m^2/s)
| EddShrT4N14D9 |  | Contribution to the eddy viscosity from the shear layer for radial node 14 and downstream distance 09 of turbine 04 |  | (m^2/s)
| EddShrT4N15D1 |  | Contribution to the eddy viscosity from the shear layer for radial node 15 and downstream distance 01 of turbine 04 |  | (m^2/s)
| EddShrT4N15D2 |  | Contribution to the eddy viscosity from the shear layer for radial node 15 and downstream distance 02 of turbine 04 |  | (m^2/s)
| EddShrT4N15D3 |  | Contribution to the eddy viscosity from the shear layer for radial node 15 and downstream distance 03 of turbine 04 |  | (m^2/s)
| EddShrT4N15D4 |  | Contribution to the eddy viscosity from the shear layer for radial node 15 and downstream distance 04 of turbine 04 |  | (m^2/s)
| EddShrT4N15D5 |  | Contribution to the eddy viscosity from the shear layer for radial node 15 and downstream distance 05 of turbine 04 |  | (m^2/s)
| EddShrT4N15D6 |  | Contribution to the eddy viscosity from the shear layer for radial node 15 and downstream distance 06 of turbine 04 |  | (m^2/s)
| EddShrT4N15D7 |  | Contribution to the eddy viscosity from the shear layer for radial node 15 and downstream distance 07 of turbine 04 |  | (m^2/s)
| EddShrT4N15D8 |  | Contribution to the eddy viscosity from the shear layer for radial node 15 and downstream distance 08 of turbine 04 |  | (m^2/s)
| EddShrT4N15D9 |  | Contribution to the eddy viscosity from the shear layer for radial node 15 and downstream distance 09 of turbine 04 |  | (m^2/s)
| EddShrT4N16D1 |  | Contribution to the eddy viscosity from the shear layer for radial node 16 and downstream distance 01 of turbine 04 |  | (m^2/s)
| EddShrT4N16D2 |  | Contribution to the eddy viscosity from the shear layer for radial node 16 and downstream distance 02 of turbine 04 |  | (m^2/s)
| EddShrT4N16D3 |  | Contribution to the eddy viscosity from the shear layer for radial node 16 and downstream distance 03 of turbine 04 |  | (m^2/s)
| EddShrT4N16D4 |  | Contribution to the eddy viscosity from the shear layer for radial node 16 and downstream distance 04 of turbine 04 |  | (m^2/s)
| EddShrT4N16D5 |  | Contribution to the eddy viscosity from the shear layer for radial node 16 and downstream distance 05 of turbine 04 |  | (m^2/s)
| EddShrT4N16D6 |  | Contribution to the eddy viscosity from the shear layer for radial node 16 and downstream distance 06 of turbine 04 |  | (m^2/s)
| EddShrT4N16D7 |  | Contribution to the eddy viscosity from the shear layer for radial node 16 and downstream distance 07 of turbine 04 |  | (m^2/s)
| EddShrT4N16D8 |  | Contribution to the eddy viscosity from the shear layer for radial node 16 and downstream distance 08 of turbine 04 |  | (m^2/s)
| EddShrT4N16D9 |  | Contribution to the eddy viscosity from the shear layer for radial node 16 and downstream distance 09 of turbine 04 |  | (m^2/s)
| EddShrT4N17D1 |  | Contribution to the eddy viscosity from the shear layer for radial node 17 and downstream distance 01 of turbine 04 |  | (m^2/s)
| EddShrT4N17D2 |  | Contribution to the eddy viscosity from the shear layer for radial node 17 and downstream distance 02 of turbine 04 |  | (m^2/s)
| EddShrT4N17D3 |  | Contribution to the eddy viscosity from the shear layer for radial node 17 and downstream distance 03 of turbine 04 |  | (m^2/s)
| EddShrT4N17D4 |  | Contribution to the eddy viscosity from the shear layer for radial node 17 and downstream distance 04 of turbine 04 |  | (m^2/s)
| EddShrT4N17D5 |  | Contribution to the eddy viscosity from the shear layer for radial node 17 and downstream distance 05 of turbine 04 |  | (m^2/s)
| EddShrT4N17D6 |  | Contribution to the eddy viscosity from the shear layer for radial node 17 and downstream distance 06 of turbine 04 |  | (m^2/s)
| EddShrT4N17D7 |  | Contribution to the eddy viscosity from the shear layer for radial node 17 and downstream distance 07 of turbine 04 |  | (m^2/s)
| EddShrT4N17D8 |  | Contribution to the eddy viscosity from the shear layer for radial node 17 and downstream distance 08 of turbine 04 |  | (m^2/s)
| EddShrT4N17D9 |  | Contribution to the eddy viscosity from the shear layer for radial node 17 and downstream distance 09 of turbine 04 |  | (m^2/s)
| EddShrT4N18D1 |  | Contribution to the eddy viscosity from the shear layer for radial node 18 and downstream distance 01 of turbine 04 |  | (m^2/s)
| EddShrT4N18D2 |  | Contribution to the eddy viscosity from the shear layer for radial node 18 and downstream distance 02 of turbine 04 |  | (m^2/s)
| EddShrT4N18D3 |  | Contribution to the eddy viscosity from the shear layer for radial node 18 and downstream distance 03 of turbine 04 |  | (m^2/s)
| EddShrT4N18D4 |  | Contribution to the eddy viscosity from the shear layer for radial node 18 and downstream distance 04 of turbine 04 |  | (m^2/s)
| EddShrT4N18D5 |  | Contribution to the eddy viscosity from the shear layer for radial node 18 and downstream distance 05 of turbine 04 |  | (m^2/s)
| EddShrT4N18D6 |  | Contribution to the eddy viscosity from the shear layer for radial node 18 and downstream distance 06 of turbine 04 |  | (m^2/s)
| EddShrT4N18D7 |  | Contribution to the eddy viscosity from the shear layer for radial node 18 and downstream distance 07 of turbine 04 |  | (m^2/s)
| EddShrT4N18D8 |  | Contribution to the eddy viscosity from the shear layer for radial node 18 and downstream distance 08 of turbine 04 |  | (m^2/s)
| EddShrT4N18D9 |  | Contribution to the eddy viscosity from the shear layer for radial node 18 and downstream distance 09 of turbine 04 |  | (m^2/s)
| EddShrT4N19D1 |  | Contribution to the eddy viscosity from the shear layer for radial node 19 and downstream distance 01 of turbine 04 |  | (m^2/s)
| EddShrT4N19D2 |  | Contribution to the eddy viscosity from the shear layer for radial node 19 and downstream distance 02 of turbine 04 |  | (m^2/s)
| EddShrT4N19D3 |  | Contribution to the eddy viscosity from the shear layer for radial node 19 and downstream distance 03 of turbine 04 |  | (m^2/s)
| EddShrT4N19D4 |  | Contribution to the eddy viscosity from the shear layer for radial node 19 and downstream distance 04 of turbine 04 |  | (m^2/s)
| EddShrT4N19D5 |  | Contribution to the eddy viscosity from the shear layer for radial node 19 and downstream distance 05 of turbine 04 |  | (m^2/s)
| EddShrT4N19D6 |  | Contribution to the eddy viscosity from the shear layer for radial node 19 and downstream distance 06 of turbine 04 |  | (m^2/s)
| EddShrT4N19D7 |  | Contribution to the eddy viscosity from the shear layer for radial node 19 and downstream distance 07 of turbine 04 |  | (m^2/s)
| EddShrT4N19D8 |  | Contribution to the eddy viscosity from the shear layer for radial node 19 and downstream distance 08 of turbine 04 |  | (m^2/s)
| EddShrT4N19D9 |  | Contribution to the eddy viscosity from the shear layer for radial node 19 and downstream distance 09 of turbine 04 |  | (m^2/s)
| EddShrT4N20D1 |  | Contribution to the eddy viscosity from the shear layer for radial node 20 and downstream distance 01 of turbine 04 |  | (m^2/s)
| EddShrT4N20D2 |  | Contribution to the eddy viscosity from the shear layer for radial node 20 and downstream distance 02 of turbine 04 |  | (m^2/s)
| EddShrT4N20D3 |  | Contribution to the eddy viscosity from the shear layer for radial node 20 and downstream distance 03 of turbine 04 |  | (m^2/s)
| EddShrT4N20D4 |  | Contribution to the eddy viscosity from the shear layer for radial node 20 and downstream distance 04 of turbine 04 |  | (m^2/s)
| EddShrT4N20D5 |  | Contribution to the eddy viscosity from the shear layer for radial node 20 and downstream distance 05 of turbine 04 |  | (m^2/s)
| EddShrT4N20D6 |  | Contribution to the eddy viscosity from the shear layer for radial node 20 and downstream distance 06 of turbine 04 |  | (m^2/s)
| EddShrT4N20D7 |  | Contribution to the eddy viscosity from the shear layer for radial node 20 and downstream distance 07 of turbine 04 |  | (m^2/s)
| EddShrT4N20D8 |  | Contribution to the eddy viscosity from the shear layer for radial node 20 and downstream distance 08 of turbine 04 |  | (m^2/s)
| EddShrT4N20D9 |  | Contribution to the eddy viscosity from the shear layer for radial node 20 and downstream distance 09 of turbine 04 |  | (m^2/s)
| EddShrT5N01D1 |  | Contribution to the eddy viscosity from the shear layer for radial node 01 and downstream distance 01 of turbine 05 |  | (m^2/s)
| EddShrT5N01D2 |  | Contribution to the eddy viscosity from the shear layer for radial node 01 and downstream distance 02 of turbine 05 |  | (m^2/s)
| EddShrT5N01D3 |  | Contribution to the eddy viscosity from the shear layer for radial node 01 and downstream distance 03 of turbine 05 |  | (m^2/s)
| EddShrT5N01D4 |  | Contribution to the eddy viscosity from the shear layer for radial node 01 and downstream distance 04 of turbine 05 |  | (m^2/s)
| EddShrT5N01D5 |  | Contribution to the eddy viscosity from the shear layer for radial node 01 and downstream distance 05 of turbine 05 |  | (m^2/s)
| EddShrT5N01D6 |  | Contribution to the eddy viscosity from the shear layer for radial node 01 and downstream distance 06 of turbine 05 |  | (m^2/s)
| EddShrT5N01D7 |  | Contribution to the eddy viscosity from the shear layer for radial node 01 and downstream distance 07 of turbine 05 |  | (m^2/s)
| EddShrT5N01D8 |  | Contribution to the eddy viscosity from the shear layer for radial node 01 and downstream distance 08 of turbine 05 |  | (m^2/s)
| EddShrT5N01D9 |  | Contribution to the eddy viscosity from the shear layer for radial node 01 and downstream distance 09 of turbine 05 |  | (m^2/s)
| EddShrT5N02D1 |  | Contribution to the eddy viscosity from the shear layer for radial node 02 and downstream distance 01 of turbine 05 |  | (m^2/s)
| EddShrT5N02D2 |  | Contribution to the eddy viscosity from the shear layer for radial node 02 and downstream distance 02 of turbine 05 |  | (m^2/s)
| EddShrT5N02D3 |  | Contribution to the eddy viscosity from the shear layer for radial node 02 and downstream distance 03 of turbine 05 |  | (m^2/s)
| EddShrT5N02D4 |  | Contribution to the eddy viscosity from the shear layer for radial node 02 and downstream distance 04 of turbine 05 |  | (m^2/s)
| EddShrT5N02D5 |  | Contribution to the eddy viscosity from the shear layer for radial node 02 and downstream distance 05 of turbine 05 |  | (m^2/s)
| EddShrT5N02D6 |  | Contribution to the eddy viscosity from the shear layer for radial node 02 and downstream distance 06 of turbine 05 |  | (m^2/s)
| EddShrT5N02D7 |  | Contribution to the eddy viscosity from the shear layer for radial node 02 and downstream distance 07 of turbine 05 |  | (m^2/s)
| EddShrT5N02D8 |  | Contribution to the eddy viscosity from the shear layer for radial node 02 and downstream distance 08 of turbine 05 |  | (m^2/s)
| EddShrT5N02D9 |  | Contribution to the eddy viscosity from the shear layer for radial node 02 and downstream distance 09 of turbine 05 |  | (m^2/s)
| EddShrT5N03D1 |  | Contribution to the eddy viscosity from the shear layer for radial node 03 and downstream distance 01 of turbine 05 |  | (m^2/s)
| EddShrT5N03D2 |  | Contribution to the eddy viscosity from the shear layer for radial node 03 and downstream distance 02 of turbine 05 |  | (m^2/s)
| EddShrT5N03D3 |  | Contribution to the eddy viscosity from the shear layer for radial node 03 and downstream distance 03 of turbine 05 |  | (m^2/s)
| EddShrT5N03D4 |  | Contribution to the eddy viscosity from the shear layer for radial node 03 and downstream distance 04 of turbine 05 |  | (m^2/s)
| EddShrT5N03D5 |  | Contribution to the eddy viscosity from the shear layer for radial node 03 and downstream distance 05 of turbine 05 |  | (m^2/s)
| EddShrT5N03D6 |  | Contribution to the eddy viscosity from the shear layer for radial node 03 and downstream distance 06 of turbine 05 |  | (m^2/s)
| EddShrT5N03D7 |  | Contribution to the eddy viscosity from the shear layer for radial node 03 and downstream distance 07 of turbine 05 |  | (m^2/s)
| EddShrT5N03D8 |  | Contribution to the eddy viscosity from the shear layer for radial node 03 and downstream distance 08 of turbine 05 |  | (m^2/s)
| EddShrT5N03D9 |  | Contribution to the eddy viscosity from the shear layer for radial node 03 and downstream distance 09 of turbine 05 |  | (m^2/s)
| EddShrT5N04D1 |  | Contribution to the eddy viscosity from the shear layer for radial node 04 and downstream distance 01 of turbine 05 |  | (m^2/s)
| EddShrT5N04D2 |  | Contribution to the eddy viscosity from the shear layer for radial node 04 and downstream distance 02 of turbine 05 |  | (m^2/s)
| EddShrT5N04D3 |  | Contribution to the eddy viscosity from the shear layer for radial node 04 and downstream distance 03 of turbine 05 |  | (m^2/s)
| EddShrT5N04D4 |  | Contribution to the eddy viscosity from the shear layer for radial node 04 and downstream distance 04 of turbine 05 |  | (m^2/s)
| EddShrT5N04D5 |  | Contribution to the eddy viscosity from the shear layer for radial node 04 and downstream distance 05 of turbine 05 |  | (m^2/s)
| EddShrT5N04D6 |  | Contribution to the eddy viscosity from the shear layer for radial node 04 and downstream distance 06 of turbine 05 |  | (m^2/s)
| EddShrT5N04D7 |  | Contribution to the eddy viscosity from the shear layer for radial node 04 and downstream distance 07 of turbine 05 |  | (m^2/s)
| EddShrT5N04D8 |  | Contribution to the eddy viscosity from the shear layer for radial node 04 and downstream distance 08 of turbine 05 |  | (m^2/s)
| EddShrT5N04D9 |  | Contribution to the eddy viscosity from the shear layer for radial node 04 and downstream distance 09 of turbine 05 |  | (m^2/s)
| EddShrT5N05D1 |  | Contribution to the eddy viscosity from the shear layer for radial node 05 and downstream distance 01 of turbine 05 |  | (m^2/s)
| EddShrT5N05D2 |  | Contribution to the eddy viscosity from the shear layer for radial node 05 and downstream distance 02 of turbine 05 |  | (m^2/s)
| EddShrT5N05D3 |  | Contribution to the eddy viscosity from the shear layer for radial node 05 and downstream distance 03 of turbine 05 |  | (m^2/s)
| EddShrT5N05D4 |  | Contribution to the eddy viscosity from the shear layer for radial node 05 and downstream distance 04 of turbine 05 |  | (m^2/s)
| EddShrT5N05D5 |  | Contribution to the eddy viscosity from the shear layer for radial node 05 and downstream distance 05 of turbine 05 |  | (m^2/s)
| EddShrT5N05D6 |  | Contribution to the eddy viscosity from the shear layer for radial node 05 and downstream distance 06 of turbine 05 |  | (m^2/s)
| EddShrT5N05D7 |  | Contribution to the eddy viscosity from the shear layer for radial node 05 and downstream distance 07 of turbine 05 |  | (m^2/s)
| EddShrT5N05D8 |  | Contribution to the eddy viscosity from the shear layer for radial node 05 and downstream distance 08 of turbine 05 |  | (m^2/s)
| EddShrT5N05D9 |  | Contribution to the eddy viscosity from the shear layer for radial node 05 and downstream distance 09 of turbine 05 |  | (m^2/s)
| EddShrT5N06D1 |  | Contribution to the eddy viscosity from the shear layer for radial node 06 and downstream distance 01 of turbine 05 |  | (m^2/s)
| EddShrT5N06D2 |  | Contribution to the eddy viscosity from the shear layer for radial node 06 and downstream distance 02 of turbine 05 |  | (m^2/s)
| EddShrT5N06D3 |  | Contribution to the eddy viscosity from the shear layer for radial node 06 and downstream distance 03 of turbine 05 |  | (m^2/s)
| EddShrT5N06D4 |  | Contribution to the eddy viscosity from the shear layer for radial node 06 and downstream distance 04 of turbine 05 |  | (m^2/s)
| EddShrT5N06D5 |  | Contribution to the eddy viscosity from the shear layer for radial node 06 and downstream distance 05 of turbine 05 |  | (m^2/s)
| EddShrT5N06D6 |  | Contribution to the eddy viscosity from the shear layer for radial node 06 and downstream distance 06 of turbine 05 |  | (m^2/s)
| EddShrT5N06D7 |  | Contribution to the eddy viscosity from the shear layer for radial node 06 and downstream distance 07 of turbine 05 |  | (m^2/s)
| EddShrT5N06D8 |  | Contribution to the eddy viscosity from the shear layer for radial node 06 and downstream distance 08 of turbine 05 |  | (m^2/s)
| EddShrT5N06D9 |  | Contribution to the eddy viscosity from the shear layer for radial node 06 and downstream distance 09 of turbine 05 |  | (m^2/s)
| EddShrT5N07D1 |  | Contribution to the eddy viscosity from the shear layer for radial node 07 and downstream distance 01 of turbine 05 |  | (m^2/s)
| EddShrT5N07D2 |  | Contribution to the eddy viscosity from the shear layer for radial node 07 and downstream distance 02 of turbine 05 |  | (m^2/s)
| EddShrT5N07D3 |  | Contribution to the eddy viscosity from the shear layer for radial node 07 and downstream distance 03 of turbine 05 |  | (m^2/s)
| EddShrT5N07D4 |  | Contribution to the eddy viscosity from the shear layer for radial node 07 and downstream distance 04 of turbine 05 |  | (m^2/s)
| EddShrT5N07D5 |  | Contribution to the eddy viscosity from the shear layer for radial node 07 and downstream distance 05 of turbine 05 |  | (m^2/s)
| EddShrT5N07D6 |  | Contribution to the eddy viscosity from the shear layer for radial node 07 and downstream distance 06 of turbine 05 |  | (m^2/s)
| EddShrT5N07D7 |  | Contribution to the eddy viscosity from the shear layer for radial node 07 and downstream distance 07 of turbine 05 |  | (m^2/s)
| EddShrT5N07D8 |  | Contribution to the eddy viscosity from the shear layer for radial node 07 and downstream distance 08 of turbine 05 |  | (m^2/s)
| EddShrT5N07D9 |  | Contribution to the eddy viscosity from the shear layer for radial node 07 and downstream distance 09 of turbine 05 |  | (m^2/s)
| EddShrT5N08D1 |  | Contribution to the eddy viscosity from the shear layer for radial node 08 and downstream distance 01 of turbine 05 |  | (m^2/s)
| EddShrT5N08D2 |  | Contribution to the eddy viscosity from the shear layer for radial node 08 and downstream distance 02 of turbine 05 |  | (m^2/s)
| EddShrT5N08D3 |  | Contribution to the eddy viscosity from the shear layer for radial node 08 and downstream distance 03 of turbine 05 |  | (m^2/s)
| EddShrT5N08D4 |  | Contribution to the eddy viscosity from the shear layer for radial node 08 and downstream distance 04 of turbine 05 |  | (m^2/s)
| EddShrT5N08D5 |  | Contribution to the eddy viscosity from the shear layer for radial node 08 and downstream distance 05 of turbine 05 |  | (m^2/s)
| EddShrT5N08D6 |  | Contribution to the eddy viscosity from the shear layer for radial node 08 and downstream distance 06 of turbine 05 |  | (m^2/s)
| EddShrT5N08D7 |  | Contribution to the eddy viscosity from the shear layer for radial node 08 and downstream distance 07 of turbine 05 |  | (m^2/s)
| EddShrT5N08D8 |  | Contribution to the eddy viscosity from the shear layer for radial node 08 and downstream distance 08 of turbine 05 |  | (m^2/s)
| EddShrT5N08D9 |  | Contribution to the eddy viscosity from the shear layer for radial node 08 and downstream distance 09 of turbine 05 |  | (m^2/s)
| EddShrT5N09D1 |  | Contribution to the eddy viscosity from the shear layer for radial node 09 and downstream distance 01 of turbine 05 |  | (m^2/s)
| EddShrT5N09D2 |  | Contribution to the eddy viscosity from the shear layer for radial node 09 and downstream distance 02 of turbine 05 |  | (m^2/s)
| EddShrT5N09D3 |  | Contribution to the eddy viscosity from the shear layer for radial node 09 and downstream distance 03 of turbine 05 |  | (m^2/s)
| EddShrT5N09D4 |  | Contribution to the eddy viscosity from the shear layer for radial node 09 and downstream distance 04 of turbine 05 |  | (m^2/s)
| EddShrT5N09D5 |  | Contribution to the eddy viscosity from the shear layer for radial node 09 and downstream distance 05 of turbine 05 |  | (m^2/s)
| EddShrT5N09D6 |  | Contribution to the eddy viscosity from the shear layer for radial node 09 and downstream distance 06 of turbine 05 |  | (m^2/s)
| EddShrT5N09D7 |  | Contribution to the eddy viscosity from the shear layer for radial node 09 and downstream distance 07 of turbine 05 |  | (m^2/s)
| EddShrT5N09D8 |  | Contribution to the eddy viscosity from the shear layer for radial node 09 and downstream distance 08 of turbine 05 |  | (m^2/s)
| EddShrT5N09D9 |  | Contribution to the eddy viscosity from the shear layer for radial node 09 and downstream distance 09 of turbine 05 |  | (m^2/s)
| EddShrT5N10D1 |  | Contribution to the eddy viscosity from the shear layer for radial node 10 and downstream distance 01 of turbine 05 |  | (m^2/s)
| EddShrT5N10D2 |  | Contribution to the eddy viscosity from the shear layer for radial node 10 and downstream distance 02 of turbine 05 |  | (m^2/s)
| EddShrT5N10D3 |  | Contribution to the eddy viscosity from the shear layer for radial node 10 and downstream distance 03 of turbine 05 |  | (m^2/s)
| EddShrT5N10D4 |  | Contribution to the eddy viscosity from the shear layer for radial node 10 and downstream distance 04 of turbine 05 |  | (m^2/s)
| EddShrT5N10D5 |  | Contribution to the eddy viscosity from the shear layer for radial node 10 and downstream distance 05 of turbine 05 |  | (m^2/s)
| EddShrT5N10D6 |  | Contribution to the eddy viscosity from the shear layer for radial node 10 and downstream distance 06 of turbine 05 |  | (m^2/s)
| EddShrT5N10D7 |  | Contribution to the eddy viscosity from the shear layer for radial node 10 and downstream distance 07 of turbine 05 |  | (m^2/s)
| EddShrT5N10D8 |  | Contribution to the eddy viscosity from the shear layer for radial node 10 and downstream distance 08 of turbine 05 |  | (m^2/s)
| EddShrT5N10D9 |  | Contribution to the eddy viscosity from the shear layer for radial node 10 and downstream distance 09 of turbine 05 |  | (m^2/s)
| EddShrT5N11D1 |  | Contribution to the eddy viscosity from the shear layer for radial node 11 and downstream distance 01 of turbine 05 |  | (m^2/s)
| EddShrT5N11D2 |  | Contribution to the eddy viscosity from the shear layer for radial node 11 and downstream distance 02 of turbine 05 |  | (m^2/s)
| EddShrT5N11D3 |  | Contribution to the eddy viscosity from the shear layer for radial node 11 and downstream distance 03 of turbine 05 |  | (m^2/s)
| EddShrT5N11D4 |  | Contribution to the eddy viscosity from the shear layer for radial node 11 and downstream distance 04 of turbine 05 |  | (m^2/s)
| EddShrT5N11D5 |  | Contribution to the eddy viscosity from the shear layer for radial node 11 and downstream distance 05 of turbine 05 |  | (m^2/s)
| EddShrT5N11D6 |  | Contribution to the eddy viscosity from the shear layer for radial node 11 and downstream distance 06 of turbine 05 |  | (m^2/s)
| EddShrT5N11D7 |  | Contribution to the eddy viscosity from the shear layer for radial node 11 and downstream distance 07 of turbine 05 |  | (m^2/s)
| EddShrT5N11D8 |  | Contribution to the eddy viscosity from the shear layer for radial node 11 and downstream distance 08 of turbine 05 |  | (m^2/s)
| EddShrT5N11D9 |  | Contribution to the eddy viscosity from the shear layer for radial node 11 and downstream distance 09 of turbine 05 |  | (m^2/s)
| EddShrT5N12D1 |  | Contribution to the eddy viscosity from the shear layer for radial node 12 and downstream distance 01 of turbine 05 |  | (m^2/s)
| EddShrT5N12D2 |  | Contribution to the eddy viscosity from the shear layer for radial node 12 and downstream distance 02 of turbine 05 |  | (m^2/s)
| EddShrT5N12D3 |  | Contribution to the eddy viscosity from the shear layer for radial node 12 and downstream distance 03 of turbine 05 |  | (m^2/s)
| EddShrT5N12D4 |  | Contribution to the eddy viscosity from the shear layer for radial node 12 and downstream distance 04 of turbine 05 |  | (m^2/s)
| EddShrT5N12D5 |  | Contribution to the eddy viscosity from the shear layer for radial node 12 and downstream distance 05 of turbine 05 |  | (m^2/s)
| EddShrT5N12D6 |  | Contribution to the eddy viscosity from the shear layer for radial node 12 and downstream distance 06 of turbine 05 |  | (m^2/s)
| EddShrT5N12D7 |  | Contribution to the eddy viscosity from the shear layer for radial node 12 and downstream distance 07 of turbine 05 |  | (m^2/s)
| EddShrT5N12D8 |  | Contribution to the eddy viscosity from the shear layer for radial node 12 and downstream distance 08 of turbine 05 |  | (m^2/s)
| EddShrT5N12D9 |  | Contribution to the eddy viscosity from the shear layer for radial node 12 and downstream distance 09 of turbine 05 |  | (m^2/s)
| EddShrT5N13D1 |  | Contribution to the eddy viscosity from the shear layer for radial node 13 and downstream distance 01 of turbine 05 |  | (m^2/s)
| EddShrT5N13D2 |  | Contribution to the eddy viscosity from the shear layer for radial node 13 and downstream distance 02 of turbine 05 |  | (m^2/s)
| EddShrT5N13D3 |  | Contribution to the eddy viscosity from the shear layer for radial node 13 and downstream distance 03 of turbine 05 |  | (m^2/s)
| EddShrT5N13D4 |  | Contribution to the eddy viscosity from the shear layer for radial node 13 and downstream distance 04 of turbine 05 |  | (m^2/s)
| EddShrT5N13D5 |  | Contribution to the eddy viscosity from the shear layer for radial node 13 and downstream distance 05 of turbine 05 |  | (m^2/s)
| EddShrT5N13D6 |  | Contribution to the eddy viscosity from the shear layer for radial node 13 and downstream distance 06 of turbine 05 |  | (m^2/s)
| EddShrT5N13D7 |  | Contribution to the eddy viscosity from the shear layer for radial node 13 and downstream distance 07 of turbine 05 |  | (m^2/s)
| EddShrT5N13D8 |  | Contribution to the eddy viscosity from the shear layer for radial node 13 and downstream distance 08 of turbine 05 |  | (m^2/s)
| EddShrT5N13D9 |  | Contribution to the eddy viscosity from the shear layer for radial node 13 and downstream distance 09 of turbine 05 |  | (m^2/s)
| EddShrT5N14D1 |  | Contribution to the eddy viscosity from the shear layer for radial node 14 and downstream distance 01 of turbine 05 |  | (m^2/s)
| EddShrT5N14D2 |  | Contribution to the eddy viscosity from the shear layer for radial node 14 and downstream distance 02 of turbine 05 |  | (m^2/s)
| EddShrT5N14D3 |  | Contribution to the eddy viscosity from the shear layer for radial node 14 and downstream distance 03 of turbine 05 |  | (m^2/s)
| EddShrT5N14D4 |  | Contribution to the eddy viscosity from the shear layer for radial node 14 and downstream distance 04 of turbine 05 |  | (m^2/s)
| EddShrT5N14D5 |  | Contribution to the eddy viscosity from the shear layer for radial node 14 and downstream distance 05 of turbine 05 |  | (m^2/s)
| EddShrT5N14D6 |  | Contribution to the eddy viscosity from the shear layer for radial node 14 and downstream distance 06 of turbine 05 |  | (m^2/s)
| EddShrT5N14D7 |  | Contribution to the eddy viscosity from the shear layer for radial node 14 and downstream distance 07 of turbine 05 |  | (m^2/s)
| EddShrT5N14D8 |  | Contribution to the eddy viscosity from the shear layer for radial node 14 and downstream distance 08 of turbine 05 |  | (m^2/s)
| EddShrT5N14D9 |  | Contribution to the eddy viscosity from the shear layer for radial node 14 and downstream distance 09 of turbine 05 |  | (m^2/s)
| EddShrT5N15D1 |  | Contribution to the eddy viscosity from the shear layer for radial node 15 and downstream distance 01 of turbine 05 |  | (m^2/s)
| EddShrT5N15D2 |  | Contribution to the eddy viscosity from the shear layer for radial node 15 and downstream distance 02 of turbine 05 |  | (m^2/s)
| EddShrT5N15D3 |  | Contribution to the eddy viscosity from the shear layer for radial node 15 and downstream distance 03 of turbine 05 |  | (m^2/s)
| EddShrT5N15D4 |  | Contribution to the eddy viscosity from the shear layer for radial node 15 and downstream distance 04 of turbine 05 |  | (m^2/s)
| EddShrT5N15D5 |  | Contribution to the eddy viscosity from the shear layer for radial node 15 and downstream distance 05 of turbine 05 |  | (m^2/s)
| EddShrT5N15D6 |  | Contribution to the eddy viscosity from the shear layer for radial node 15 and downstream distance 06 of turbine 05 |  | (m^2/s)
| EddShrT5N15D7 |  | Contribution to the eddy viscosity from the shear layer for radial node 15 and downstream distance 07 of turbine 05 |  | (m^2/s)
| EddShrT5N15D8 |  | Contribution to the eddy viscosity from the shear layer for radial node 15 and downstream distance 08 of turbine 05 |  | (m^2/s)
| EddShrT5N15D9 |  | Contribution to the eddy viscosity from the shear layer for radial node 15 and downstream distance 09 of turbine 05 |  | (m^2/s)
| EddShrT5N16D1 |  | Contribution to the eddy viscosity from the shear layer for radial node 16 and downstream distance 01 of turbine 05 |  | (m^2/s)
| EddShrT5N16D2 |  | Contribution to the eddy viscosity from the shear layer for radial node 16 and downstream distance 02 of turbine 05 |  | (m^2/s)
| EddShrT5N16D3 |  | Contribution to the eddy viscosity from the shear layer for radial node 16 and downstream distance 03 of turbine 05 |  | (m^2/s)
| EddShrT5N16D4 |  | Contribution to the eddy viscosity from the shear layer for radial node 16 and downstream distance 04 of turbine 05 |  | (m^2/s)
| EddShrT5N16D5 |  | Contribution to the eddy viscosity from the shear layer for radial node 16 and downstream distance 05 of turbine 05 |  | (m^2/s)
| EddShrT5N16D6 |  | Contribution to the eddy viscosity from the shear layer for radial node 16 and downstream distance 06 of turbine 05 |  | (m^2/s)
| EddShrT5N16D7 |  | Contribution to the eddy viscosity from the shear layer for radial node 16 and downstream distance 07 of turbine 05 |  | (m^2/s)
| EddShrT5N16D8 |  | Contribution to the eddy viscosity from the shear layer for radial node 16 and downstream distance 08 of turbine 05 |  | (m^2/s)
| EddShrT5N16D9 |  | Contribution to the eddy viscosity from the shear layer for radial node 16 and downstream distance 09 of turbine 05 |  | (m^2/s)
| EddShrT5N17D1 |  | Contribution to the eddy viscosity from the shear layer for radial node 17 and downstream distance 01 of turbine 05 |  | (m^2/s)
| EddShrT5N17D2 |  | Contribution to the eddy viscosity from the shear layer for radial node 17 and downstream distance 02 of turbine 05 |  | (m^2/s)
| EddShrT5N17D3 |  | Contribution to the eddy viscosity from the shear layer for radial node 17 and downstream distance 03 of turbine 05 |  | (m^2/s)
| EddShrT5N17D4 |  | Contribution to the eddy viscosity from the shear layer for radial node 17 and downstream distance 04 of turbine 05 |  | (m^2/s)
| EddShrT5N17D5 |  | Contribution to the eddy viscosity from the shear layer for radial node 17 and downstream distance 05 of turbine 05 |  | (m^2/s)
| EddShrT5N17D6 |  | Contribution to the eddy viscosity from the shear layer for radial node 17 and downstream distance 06 of turbine 05 |  | (m^2/s)
| EddShrT5N17D7 |  | Contribution to the eddy viscosity from the shear layer for radial node 17 and downstream distance 07 of turbine 05 |  | (m^2/s)
| EddShrT5N17D8 |  | Contribution to the eddy viscosity from the shear layer for radial node 17 and downstream distance 08 of turbine 05 |  | (m^2/s)
| EddShrT5N17D9 |  | Contribution to the eddy viscosity from the shear layer for radial node 17 and downstream distance 09 of turbine 05 |  | (m^2/s)
| EddShrT5N18D1 |  | Contribution to the eddy viscosity from the shear layer for radial node 18 and downstream distance 01 of turbine 05 |  | (m^2/s)
| EddShrT5N18D2 |  | Contribution to the eddy viscosity from the shear layer for radial node 18 and downstream distance 02 of turbine 05 |  | (m^2/s)
| EddShrT5N18D3 |  | Contribution to the eddy viscosity from the shear layer for radial node 18 and downstream distance 03 of turbine 05 |  | (m^2/s)
| EddShrT5N18D4 |  | Contribution to the eddy viscosity from the shear layer for radial node 18 and downstream distance 04 of turbine 05 |  | (m^2/s)
| EddShrT5N18D5 |  | Contribution to the eddy viscosity from the shear layer for radial node 18 and downstream distance 05 of turbine 05 |  | (m^2/s)
| EddShrT5N18D6 |  | Contribution to the eddy viscosity from the shear layer for radial node 18 and downstream distance 06 of turbine 05 |  | (m^2/s)
| EddShrT5N18D7 |  | Contribution to the eddy viscosity from the shear layer for radial node 18 and downstream distance 07 of turbine 05 |  | (m^2/s)
| EddShrT5N18D8 |  | Contribution to the eddy viscosity from the shear layer for radial node 18 and downstream distance 08 of turbine 05 |  | (m^2/s)
| EddShrT5N18D9 |  | Contribution to the eddy viscosity from the shear layer for radial node 18 and downstream distance 09 of turbine 05 |  | (m^2/s)
| EddShrT5N19D1 |  | Contribution to the eddy viscosity from the shear layer for radial node 19 and downstream distance 01 of turbine 05 |  | (m^2/s)
| EddShrT5N19D2 |  | Contribution to the eddy viscosity from the shear layer for radial node 19 and downstream distance 02 of turbine 05 |  | (m^2/s)
| EddShrT5N19D3 |  | Contribution to the eddy viscosity from the shear layer for radial node 19 and downstream distance 03 of turbine 05 |  | (m^2/s)
| EddShrT5N19D4 |  | Contribution to the eddy viscosity from the shear layer for radial node 19 and downstream distance 04 of turbine 05 |  | (m^2/s)
| EddShrT5N19D5 |  | Contribution to the eddy viscosity from the shear layer for radial node 19 and downstream distance 05 of turbine 05 |  | (m^2/s)
| EddShrT5N19D6 |  | Contribution to the eddy viscosity from the shear layer for radial node 19 and downstream distance 06 of turbine 05 |  | (m^2/s)
| EddShrT5N19D7 |  | Contribution to the eddy viscosity from the shear layer for radial node 19 and downstream distance 07 of turbine 05 |  | (m^2/s)
| EddShrT5N19D8 |  | Contribution to the eddy viscosity from the shear layer for radial node 19 and downstream distance 08 of turbine 05 |  | (m^2/s)
| EddShrT5N19D9 |  | Contribution to the eddy viscosity from the shear layer for radial node 19 and downstream distance 09 of turbine 05 |  | (m^2/s)
| EddShrT5N20D1 |  | Contribution to the eddy viscosity from the shear layer for radial node 20 and downstream distance 01 of turbine 05 |  | (m^2/s)
| EddShrT5N20D2 |  | Contribution to the eddy viscosity from the shear layer for radial node 20 and downstream distance 02 of turbine 05 |  | (m^2/s)
| EddShrT5N20D3 |  | Contribution to the eddy viscosity from the shear layer for radial node 20 and downstream distance 03 of turbine 05 |  | (m^2/s)
| EddShrT5N20D4 |  | Contribution to the eddy viscosity from the shear layer for radial node 20 and downstream distance 04 of turbine 05 |  | (m^2/s)
| EddShrT5N20D5 |  | Contribution to the eddy viscosity from the shear layer for radial node 20 and downstream distance 05 of turbine 05 |  | (m^2/s)
| EddShrT5N20D6 |  | Contribution to the eddy viscosity from the shear layer for radial node 20 and downstream distance 06 of turbine 05 |  | (m^2/s)
| EddShrT5N20D7 |  | Contribution to the eddy viscosity from the shear layer for radial node 20 and downstream distance 07 of turbine 05 |  | (m^2/s)
| EddShrT5N20D8 |  | Contribution to the eddy viscosity from the shear layer for radial node 20 and downstream distance 08 of turbine 05 |  | (m^2/s)
| EddShrT5N20D9 |  | Contribution to the eddy viscosity from the shear layer for radial node 20 and downstream distance 09 of turbine 05 |  | (m^2/s)
| EddShrT6N01D1 |  | Contribution to the eddy viscosity from the shear layer for radial node 01 and downstream distance 01 of turbine 06 |  | (m^2/s)
| EddShrT6N01D2 |  | Contribution to the eddy viscosity from the shear layer for radial node 01 and downstream distance 02 of turbine 06 |  | (m^2/s)
| EddShrT6N01D3 |  | Contribution to the eddy viscosity from the shear layer for radial node 01 and downstream distance 03 of turbine 06 |  | (m^2/s)
| EddShrT6N01D4 |  | Contribution to the eddy viscosity from the shear layer for radial node 01 and downstream distance 04 of turbine 06 |  | (m^2/s)
| EddShrT6N01D5 |  | Contribution to the eddy viscosity from the shear layer for radial node 01 and downstream distance 05 of turbine 06 |  | (m^2/s)
| EddShrT6N01D6 |  | Contribution to the eddy viscosity from the shear layer for radial node 01 and downstream distance 06 of turbine 06 |  | (m^2/s)
| EddShrT6N01D7 |  | Contribution to the eddy viscosity from the shear layer for radial node 01 and downstream distance 07 of turbine 06 |  | (m^2/s)
| EddShrT6N01D8 |  | Contribution to the eddy viscosity from the shear layer for radial node 01 and downstream distance 08 of turbine 06 |  | (m^2/s)
| EddShrT6N01D9 |  | Contribution to the eddy viscosity from the shear layer for radial node 01 and downstream distance 09 of turbine 06 |  | (m^2/s)
| EddShrT6N02D1 |  | Contribution to the eddy viscosity from the shear layer for radial node 02 and downstream distance 01 of turbine 06 |  | (m^2/s)
| EddShrT6N02D2 |  | Contribution to the eddy viscosity from the shear layer for radial node 02 and downstream distance 02 of turbine 06 |  | (m^2/s)
| EddShrT6N02D3 |  | Contribution to the eddy viscosity from the shear layer for radial node 02 and downstream distance 03 of turbine 06 |  | (m^2/s)
| EddShrT6N02D4 |  | Contribution to the eddy viscosity from the shear layer for radial node 02 and downstream distance 04 of turbine 06 |  | (m^2/s)
| EddShrT6N02D5 |  | Contribution to the eddy viscosity from the shear layer for radial node 02 and downstream distance 05 of turbine 06 |  | (m^2/s)
| EddShrT6N02D6 |  | Contribution to the eddy viscosity from the shear layer for radial node 02 and downstream distance 06 of turbine 06 |  | (m^2/s)
| EddShrT6N02D7 |  | Contribution to the eddy viscosity from the shear layer for radial node 02 and downstream distance 07 of turbine 06 |  | (m^2/s)
| EddShrT6N02D8 |  | Contribution to the eddy viscosity from the shear layer for radial node 02 and downstream distance 08 of turbine 06 |  | (m^2/s)
| EddShrT6N02D9 |  | Contribution to the eddy viscosity from the shear layer for radial node 02 and downstream distance 09 of turbine 06 |  | (m^2/s)
| EddShrT6N03D1 |  | Contribution to the eddy viscosity from the shear layer for radial node 03 and downstream distance 01 of turbine 06 |  | (m^2/s)
| EddShrT6N03D2 |  | Contribution to the eddy viscosity from the shear layer for radial node 03 and downstream distance 02 of turbine 06 |  | (m^2/s)
| EddShrT6N03D3 |  | Contribution to the eddy viscosity from the shear layer for radial node 03 and downstream distance 03 of turbine 06 |  | (m^2/s)
| EddShrT6N03D4 |  | Contribution to the eddy viscosity from the shear layer for radial node 03 and downstream distance 04 of turbine 06 |  | (m^2/s)
| EddShrT6N03D5 |  | Contribution to the eddy viscosity from the shear layer for radial node 03 and downstream distance 05 of turbine 06 |  | (m^2/s)
| EddShrT6N03D6 |  | Contribution to the eddy viscosity from the shear layer for radial node 03 and downstream distance 06 of turbine 06 |  | (m^2/s)
| EddShrT6N03D7 |  | Contribution to the eddy viscosity from the shear layer for radial node 03 and downstream distance 07 of turbine 06 |  | (m^2/s)
| EddShrT6N03D8 |  | Contribution to the eddy viscosity from the shear layer for radial node 03 and downstream distance 08 of turbine 06 |  | (m^2/s)
| EddShrT6N03D9 |  | Contribution to the eddy viscosity from the shear layer for radial node 03 and downstream distance 09 of turbine 06 |  | (m^2/s)
| EddShrT6N04D1 |  | Contribution to the eddy viscosity from the shear layer for radial node 04 and downstream distance 01 of turbine 06 |  | (m^2/s)
| EddShrT6N04D2 |  | Contribution to the eddy viscosity from the shear layer for radial node 04 and downstream distance 02 of turbine 06 |  | (m^2/s)
| EddShrT6N04D3 |  | Contribution to the eddy viscosity from the shear layer for radial node 04 and downstream distance 03 of turbine 06 |  | (m^2/s)
| EddShrT6N04D4 |  | Contribution to the eddy viscosity from the shear layer for radial node 04 and downstream distance 04 of turbine 06 |  | (m^2/s)
| EddShrT6N04D5 |  | Contribution to the eddy viscosity from the shear layer for radial node 04 and downstream distance 05 of turbine 06 |  | (m^2/s)
| EddShrT6N04D6 |  | Contribution to the eddy viscosity from the shear layer for radial node 04 and downstream distance 06 of turbine 06 |  | (m^2/s)
| EddShrT6N04D7 |  | Contribution to the eddy viscosity from the shear layer for radial node 04 and downstream distance 07 of turbine 06 |  | (m^2/s)
| EddShrT6N04D8 |  | Contribution to the eddy viscosity from the shear layer for radial node 04 and downstream distance 08 of turbine 06 |  | (m^2/s)
| EddShrT6N04D9 |  | Contribution to the eddy viscosity from the shear layer for radial node 04 and downstream distance 09 of turbine 06 |  | (m^2/s)
| EddShrT6N05D1 |  | Contribution to the eddy viscosity from the shear layer for radial node 05 and downstream distance 01 of turbine 06 |  | (m^2/s)
| EddShrT6N05D2 |  | Contribution to the eddy viscosity from the shear layer for radial node 05 and downstream distance 02 of turbine 06 |  | (m^2/s)
| EddShrT6N05D3 |  | Contribution to the eddy viscosity from the shear layer for radial node 05 and downstream distance 03 of turbine 06 |  | (m^2/s)
| EddShrT6N05D4 |  | Contribution to the eddy viscosity from the shear layer for radial node 05 and downstream distance 04 of turbine 06 |  | (m^2/s)
| EddShrT6N05D5 |  | Contribution to the eddy viscosity from the shear layer for radial node 05 and downstream distance 05 of turbine 06 |  | (m^2/s)
| EddShrT6N05D6 |  | Contribution to the eddy viscosity from the shear layer for radial node 05 and downstream distance 06 of turbine 06 |  | (m^2/s)
| EddShrT6N05D7 |  | Contribution to the eddy viscosity from the shear layer for radial node 05 and downstream distance 07 of turbine 06 |  | (m^2/s)
| EddShrT6N05D8 |  | Contribution to the eddy viscosity from the shear layer for radial node 05 and downstream distance 08 of turbine 06 |  | (m^2/s)
| EddShrT6N05D9 |  | Contribution to the eddy viscosity from the shear layer for radial node 05 and downstream distance 09 of turbine 06 |  | (m^2/s)
| EddShrT6N06D1 |  | Contribution to the eddy viscosity from the shear layer for radial node 06 and downstream distance 01 of turbine 06 |  | (m^2/s)
| EddShrT6N06D2 |  | Contribution to the eddy viscosity from the shear layer for radial node 06 and downstream distance 02 of turbine 06 |  | (m^2/s)
| EddShrT6N06D3 |  | Contribution to the eddy viscosity from the shear layer for radial node 06 and downstream distance 03 of turbine 06 |  | (m^2/s)
| EddShrT6N06D4 |  | Contribution to the eddy viscosity from the shear layer for radial node 06 and downstream distance 04 of turbine 06 |  | (m^2/s)
| EddShrT6N06D5 |  | Contribution to the eddy viscosity from the shear layer for radial node 06 and downstream distance 05 of turbine 06 |  | (m^2/s)
| EddShrT6N06D6 |  | Contribution to the eddy viscosity from the shear layer for radial node 06 and downstream distance 06 of turbine 06 |  | (m^2/s)
| EddShrT6N06D7 |  | Contribution to the eddy viscosity from the shear layer for radial node 06 and downstream distance 07 of turbine 06 |  | (m^2/s)
| EddShrT6N06D8 |  | Contribution to the eddy viscosity from the shear layer for radial node 06 and downstream distance 08 of turbine 06 |  | (m^2/s)
| EddShrT6N06D9 |  | Contribution to the eddy viscosity from the shear layer for radial node 06 and downstream distance 09 of turbine 06 |  | (m^2/s)
| EddShrT6N07D1 |  | Contribution to the eddy viscosity from the shear layer for radial node 07 and downstream distance 01 of turbine 06 |  | (m^2/s)
| EddShrT6N07D2 |  | Contribution to the eddy viscosity from the shear layer for radial node 07 and downstream distance 02 of turbine 06 |  | (m^2/s)
| EddShrT6N07D3 |  | Contribution to the eddy viscosity from the shear layer for radial node 07 and downstream distance 03 of turbine 06 |  | (m^2/s)
| EddShrT6N07D4 |  | Contribution to the eddy viscosity from the shear layer for radial node 07 and downstream distance 04 of turbine 06 |  | (m^2/s)
| EddShrT6N07D5 |  | Contribution to the eddy viscosity from the shear layer for radial node 07 and downstream distance 05 of turbine 06 |  | (m^2/s)
| EddShrT6N07D6 |  | Contribution to the eddy viscosity from the shear layer for radial node 07 and downstream distance 06 of turbine 06 |  | (m^2/s)
| EddShrT6N07D7 |  | Contribution to the eddy viscosity from the shear layer for radial node 07 and downstream distance 07 of turbine 06 |  | (m^2/s)
| EddShrT6N07D8 |  | Contribution to the eddy viscosity from the shear layer for radial node 07 and downstream distance 08 of turbine 06 |  | (m^2/s)
| EddShrT6N07D9 |  | Contribution to the eddy viscosity from the shear layer for radial node 07 and downstream distance 09 of turbine 06 |  | (m^2/s)
| EddShrT6N08D1 |  | Contribution to the eddy viscosity from the shear layer for radial node 08 and downstream distance 01 of turbine 06 |  | (m^2/s)
| EddShrT6N08D2 |  | Contribution to the eddy viscosity from the shear layer for radial node 08 and downstream distance 02 of turbine 06 |  | (m^2/s)
| EddShrT6N08D3 |  | Contribution to the eddy viscosity from the shear layer for radial node 08 and downstream distance 03 of turbine 06 |  | (m^2/s)
| EddShrT6N08D4 |  | Contribution to the eddy viscosity from the shear layer for radial node 08 and downstream distance 04 of turbine 06 |  | (m^2/s)
| EddShrT6N08D5 |  | Contribution to the eddy viscosity from the shear layer for radial node 08 and downstream distance 05 of turbine 06 |  | (m^2/s)
| EddShrT6N08D6 |  | Contribution to the eddy viscosity from the shear layer for radial node 08 and downstream distance 06 of turbine 06 |  | (m^2/s)
| EddShrT6N08D7 |  | Contribution to the eddy viscosity from the shear layer for radial node 08 and downstream distance 07 of turbine 06 |  | (m^2/s)
| EddShrT6N08D8 |  | Contribution to the eddy viscosity from the shear layer for radial node 08 and downstream distance 08 of turbine 06 |  | (m^2/s)
| EddShrT6N08D9 |  | Contribution to the eddy viscosity from the shear layer for radial node 08 and downstream distance 09 of turbine 06 |  | (m^2/s)
| EddShrT6N09D1 |  | Contribution to the eddy viscosity from the shear layer for radial node 09 and downstream distance 01 of turbine 06 |  | (m^2/s)
| EddShrT6N09D2 |  | Contribution to the eddy viscosity from the shear layer for radial node 09 and downstream distance 02 of turbine 06 |  | (m^2/s)
| EddShrT6N09D3 |  | Contribution to the eddy viscosity from the shear layer for radial node 09 and downstream distance 03 of turbine 06 |  | (m^2/s)
| EddShrT6N09D4 |  | Contribution to the eddy viscosity from the shear layer for radial node 09 and downstream distance 04 of turbine 06 |  | (m^2/s)
| EddShrT6N09D5 |  | Contribution to the eddy viscosity from the shear layer for radial node 09 and downstream distance 05 of turbine 06 |  | (m^2/s)
| EddShrT6N09D6 |  | Contribution to the eddy viscosity from the shear layer for radial node 09 and downstream distance 06 of turbine 06 |  | (m^2/s)
| EddShrT6N09D7 |  | Contribution to the eddy viscosity from the shear layer for radial node 09 and downstream distance 07 of turbine 06 |  | (m^2/s)
| EddShrT6N09D8 |  | Contribution to the eddy viscosity from the shear layer for radial node 09 and downstream distance 08 of turbine 06 |  | (m^2/s)
| EddShrT6N09D9 |  | Contribution to the eddy viscosity from the shear layer for radial node 09 and downstream distance 09 of turbine 06 |  | (m^2/s)
| EddShrT6N10D1 |  | Contribution to the eddy viscosity from the shear layer for radial node 10 and downstream distance 01 of turbine 06 |  | (m^2/s)
| EddShrT6N10D2 |  | Contribution to the eddy viscosity from the shear layer for radial node 10 and downstream distance 02 of turbine 06 |  | (m^2/s)
| EddShrT6N10D3 |  | Contribution to the eddy viscosity from the shear layer for radial node 10 and downstream distance 03 of turbine 06 |  | (m^2/s)
| EddShrT6N10D4 |  | Contribution to the eddy viscosity from the shear layer for radial node 10 and downstream distance 04 of turbine 06 |  | (m^2/s)
| EddShrT6N10D5 |  | Contribution to the eddy viscosity from the shear layer for radial node 10 and downstream distance 05 of turbine 06 |  | (m^2/s)
| EddShrT6N10D6 |  | Contribution to the eddy viscosity from the shear layer for radial node 10 and downstream distance 06 of turbine 06 |  | (m^2/s)
| EddShrT6N10D7 |  | Contribution to the eddy viscosity from the shear layer for radial node 10 and downstream distance 07 of turbine 06 |  | (m^2/s)
| EddShrT6N10D8 |  | Contribution to the eddy viscosity from the shear layer for radial node 10 and downstream distance 08 of turbine 06 |  | (m^2/s)
| EddShrT6N10D9 |  | Contribution to the eddy viscosity from the shear layer for radial node 10 and downstream distance 09 of turbine 06 |  | (m^2/s)
| EddShrT6N11D1 |  | Contribution to the eddy viscosity from the shear layer for radial node 11 and downstream distance 01 of turbine 06 |  | (m^2/s)
| EddShrT6N11D2 |  | Contribution to the eddy viscosity from the shear layer for radial node 11 and downstream distance 02 of turbine 06 |  | (m^2/s)
| EddShrT6N11D3 |  | Contribution to the eddy viscosity from the shear layer for radial node 11 and downstream distance 03 of turbine 06 |  | (m^2/s)
| EddShrT6N11D4 |  | Contribution to the eddy viscosity from the shear layer for radial node 11 and downstream distance 04 of turbine 06 |  | (m^2/s)
| EddShrT6N11D5 |  | Contribution to the eddy viscosity from the shear layer for radial node 11 and downstream distance 05 of turbine 06 |  | (m^2/s)
| EddShrT6N11D6 |  | Contribution to the eddy viscosity from the shear layer for radial node 11 and downstream distance 06 of turbine 06 |  | (m^2/s)
| EddShrT6N11D7 |  | Contribution to the eddy viscosity from the shear layer for radial node 11 and downstream distance 07 of turbine 06 |  | (m^2/s)
| EddShrT6N11D8 |  | Contribution to the eddy viscosity from the shear layer for radial node 11 and downstream distance 08 of turbine 06 |  | (m^2/s)
| EddShrT6N11D9 |  | Contribution to the eddy viscosity from the shear layer for radial node 11 and downstream distance 09 of turbine 06 |  | (m^2/s)
| EddShrT6N12D1 |  | Contribution to the eddy viscosity from the shear layer for radial node 12 and downstream distance 01 of turbine 06 |  | (m^2/s)
| EddShrT6N12D2 |  | Contribution to the eddy viscosity from the shear layer for radial node 12 and downstream distance 02 of turbine 06 |  | (m^2/s)
| EddShrT6N12D3 |  | Contribution to the eddy viscosity from the shear layer for radial node 12 and downstream distance 03 of turbine 06 |  | (m^2/s)
| EddShrT6N12D4 |  | Contribution to the eddy viscosity from the shear layer for radial node 12 and downstream distance 04 of turbine 06 |  | (m^2/s)
| EddShrT6N12D5 |  | Contribution to the eddy viscosity from the shear layer for radial node 12 and downstream distance 05 of turbine 06 |  | (m^2/s)
| EddShrT6N12D6 |  | Contribution to the eddy viscosity from the shear layer for radial node 12 and downstream distance 06 of turbine 06 |  | (m^2/s)
| EddShrT6N12D7 |  | Contribution to the eddy viscosity from the shear layer for radial node 12 and downstream distance 07 of turbine 06 |  | (m^2/s)
| EddShrT6N12D8 |  | Contribution to the eddy viscosity from the shear layer for radial node 12 and downstream distance 08 of turbine 06 |  | (m^2/s)
| EddShrT6N12D9 |  | Contribution to the eddy viscosity from the shear layer for radial node 12 and downstream distance 09 of turbine 06 |  | (m^2/s)
| EddShrT6N13D1 |  | Contribution to the eddy viscosity from the shear layer for radial node 13 and downstream distance 01 of turbine 06 |  | (m^2/s)
| EddShrT6N13D2 |  | Contribution to the eddy viscosity from the shear layer for radial node 13 and downstream distance 02 of turbine 06 |  | (m^2/s)
| EddShrT6N13D3 |  | Contribution to the eddy viscosity from the shear layer for radial node 13 and downstream distance 03 of turbine 06 |  | (m^2/s)
| EddShrT6N13D4 |  | Contribution to the eddy viscosity from the shear layer for radial node 13 and downstream distance 04 of turbine 06 |  | (m^2/s)
| EddShrT6N13D5 |  | Contribution to the eddy viscosity from the shear layer for radial node 13 and downstream distance 05 of turbine 06 |  | (m^2/s)
| EddShrT6N13D6 |  | Contribution to the eddy viscosity from the shear layer for radial node 13 and downstream distance 06 of turbine 06 |  | (m^2/s)
| EddShrT6N13D7 |  | Contribution to the eddy viscosity from the shear layer for radial node 13 and downstream distance 07 of turbine 06 |  | (m^2/s)
| EddShrT6N13D8 |  | Contribution to the eddy viscosity from the shear layer for radial node 13 and downstream distance 08 of turbine 06 |  | (m^2/s)
| EddShrT6N13D9 |  | Contribution to the eddy viscosity from the shear layer for radial node 13 and downstream distance 09 of turbine 06 |  | (m^2/s)
| EddShrT6N14D1 |  | Contribution to the eddy viscosity from the shear layer for radial node 14 and downstream distance 01 of turbine 06 |  | (m^2/s)
| EddShrT6N14D2 |  | Contribution to the eddy viscosity from the shear layer for radial node 14 and downstream distance 02 of turbine 06 |  | (m^2/s)
| EddShrT6N14D3 |  | Contribution to the eddy viscosity from the shear layer for radial node 14 and downstream distance 03 of turbine 06 |  | (m^2/s)
| EddShrT6N14D4 |  | Contribution to the eddy viscosity from the shear layer for radial node 14 and downstream distance 04 of turbine 06 |  | (m^2/s)
| EddShrT6N14D5 |  | Contribution to the eddy viscosity from the shear layer for radial node 14 and downstream distance 05 of turbine 06 |  | (m^2/s)
| EddShrT6N14D6 |  | Contribution to the eddy viscosity from the shear layer for radial node 14 and downstream distance 06 of turbine 06 |  | (m^2/s)
| EddShrT6N14D7 |  | Contribution to the eddy viscosity from the shear layer for radial node 14 and downstream distance 07 of turbine 06 |  | (m^2/s)
| EddShrT6N14D8 |  | Contribution to the eddy viscosity from the shear layer for radial node 14 and downstream distance 08 of turbine 06 |  | (m^2/s)
| EddShrT6N14D9 |  | Contribution to the eddy viscosity from the shear layer for radial node 14 and downstream distance 09 of turbine 06 |  | (m^2/s)
| EddShrT6N15D1 |  | Contribution to the eddy viscosity from the shear layer for radial node 15 and downstream distance 01 of turbine 06 |  | (m^2/s)
| EddShrT6N15D2 |  | Contribution to the eddy viscosity from the shear layer for radial node 15 and downstream distance 02 of turbine 06 |  | (m^2/s)
| EddShrT6N15D3 |  | Contribution to the eddy viscosity from the shear layer for radial node 15 and downstream distance 03 of turbine 06 |  | (m^2/s)
| EddShrT6N15D4 |  | Contribution to the eddy viscosity from the shear layer for radial node 15 and downstream distance 04 of turbine 06 |  | (m^2/s)
| EddShrT6N15D5 |  | Contribution to the eddy viscosity from the shear layer for radial node 15 and downstream distance 05 of turbine 06 |  | (m^2/s)
| EddShrT6N15D6 |  | Contribution to the eddy viscosity from the shear layer for radial node 15 and downstream distance 06 of turbine 06 |  | (m^2/s)
| EddShrT6N15D7 |  | Contribution to the eddy viscosity from the shear layer for radial node 15 and downstream distance 07 of turbine 06 |  | (m^2/s)
| EddShrT6N15D8 |  | Contribution to the eddy viscosity from the shear layer for radial node 15 and downstream distance 08 of turbine 06 |  | (m^2/s)
| EddShrT6N15D9 |  | Contribution to the eddy viscosity from the shear layer for radial node 15 and downstream distance 09 of turbine 06 |  | (m^2/s)
| EddShrT6N16D1 |  | Contribution to the eddy viscosity from the shear layer for radial node 16 and downstream distance 01 of turbine 06 |  | (m^2/s)
| EddShrT6N16D2 |  | Contribution to the eddy viscosity from the shear layer for radial node 16 and downstream distance 02 of turbine 06 |  | (m^2/s)
| EddShrT6N16D3 |  | Contribution to the eddy viscosity from the shear layer for radial node 16 and downstream distance 03 of turbine 06 |  | (m^2/s)
| EddShrT6N16D4 |  | Contribution to the eddy viscosity from the shear layer for radial node 16 and downstream distance 04 of turbine 06 |  | (m^2/s)
| EddShrT6N16D5 |  | Contribution to the eddy viscosity from the shear layer for radial node 16 and downstream distance 05 of turbine 06 |  | (m^2/s)
| EddShrT6N16D6 |  | Contribution to the eddy viscosity from the shear layer for radial node 16 and downstream distance 06 of turbine 06 |  | (m^2/s)
| EddShrT6N16D7 |  | Contribution to the eddy viscosity from the shear layer for radial node 16 and downstream distance 07 of turbine 06 |  | (m^2/s)
| EddShrT6N16D8 |  | Contribution to the eddy viscosity from the shear layer for radial node 16 and downstream distance 08 of turbine 06 |  | (m^2/s)
| EddShrT6N16D9 |  | Contribution to the eddy viscosity from the shear layer for radial node 16 and downstream distance 09 of turbine 06 |  | (m^2/s)
| EddShrT6N17D1 |  | Contribution to the eddy viscosity from the shear layer for radial node 17 and downstream distance 01 of turbine 06 |  | (m^2/s)
| EddShrT6N17D2 |  | Contribution to the eddy viscosity from the shear layer for radial node 17 and downstream distance 02 of turbine 06 |  | (m^2/s)
| EddShrT6N17D3 |  | Contribution to the eddy viscosity from the shear layer for radial node 17 and downstream distance 03 of turbine 06 |  | (m^2/s)
| EddShrT6N17D4 |  | Contribution to the eddy viscosity from the shear layer for radial node 17 and downstream distance 04 of turbine 06 |  | (m^2/s)
| EddShrT6N17D5 |  | Contribution to the eddy viscosity from the shear layer for radial node 17 and downstream distance 05 of turbine 06 |  | (m^2/s)
| EddShrT6N17D6 |  | Contribution to the eddy viscosity from the shear layer for radial node 17 and downstream distance 06 of turbine 06 |  | (m^2/s)
| EddShrT6N17D7 |  | Contribution to the eddy viscosity from the shear layer for radial node 17 and downstream distance 07 of turbine 06 |  | (m^2/s)
| EddShrT6N17D8 |  | Contribution to the eddy viscosity from the shear layer for radial node 17 and downstream distance 08 of turbine 06 |  | (m^2/s)
| EddShrT6N17D9 |  | Contribution to the eddy viscosity from the shear layer for radial node 17 and downstream distance 09 of turbine 06 |  | (m^2/s)
| EddShrT6N18D1 |  | Contribution to the eddy viscosity from the shear layer for radial node 18 and downstream distance 01 of turbine 06 |  | (m^2/s)
| EddShrT6N18D2 |  | Contribution to the eddy viscosity from the shear layer for radial node 18 and downstream distance 02 of turbine 06 |  | (m^2/s)
| EddShrT6N18D3 |  | Contribution to the eddy viscosity from the shear layer for radial node 18 and downstream distance 03 of turbine 06 |  | (m^2/s)
| EddShrT6N18D4 |  | Contribution to the eddy viscosity from the shear layer for radial node 18 and downstream distance 04 of turbine 06 |  | (m^2/s)
| EddShrT6N18D5 |  | Contribution to the eddy viscosity from the shear layer for radial node 18 and downstream distance 05 of turbine 06 |  | (m^2/s)
| EddShrT6N18D6 |  | Contribution to the eddy viscosity from the shear layer for radial node 18 and downstream distance 06 of turbine 06 |  | (m^2/s)
| EddShrT6N18D7 |  | Contribution to the eddy viscosity from the shear layer for radial node 18 and downstream distance 07 of turbine 06 |  | (m^2/s)
| EddShrT6N18D8 |  | Contribution to the eddy viscosity from the shear layer for radial node 18 and downstream distance 08 of turbine 06 |  | (m^2/s)
| EddShrT6N18D9 |  | Contribution to the eddy viscosity from the shear layer for radial node 18 and downstream distance 09 of turbine 06 |  | (m^2/s)
| EddShrT6N19D1 |  | Contribution to the eddy viscosity from the shear layer for radial node 19 and downstream distance 01 of turbine 06 |  | (m^2/s)
| EddShrT6N19D2 |  | Contribution to the eddy viscosity from the shear layer for radial node 19 and downstream distance 02 of turbine 06 |  | (m^2/s)
| EddShrT6N19D3 |  | Contribution to the eddy viscosity from the shear layer for radial node 19 and downstream distance 03 of turbine 06 |  | (m^2/s)
| EddShrT6N19D4 |  | Contribution to the eddy viscosity from the shear layer for radial node 19 and downstream distance 04 of turbine 06 |  | (m^2/s)
| EddShrT6N19D5 |  | Contribution to the eddy viscosity from the shear layer for radial node 19 and downstream distance 05 of turbine 06 |  | (m^2/s)
| EddShrT6N19D6 |  | Contribution to the eddy viscosity from the shear layer for radial node 19 and downstream distance 06 of turbine 06 |  | (m^2/s)
| EddShrT6N19D7 |  | Contribution to the eddy viscosity from the shear layer for radial node 19 and downstream distance 07 of turbine 06 |  | (m^2/s)
| EddShrT6N19D8 |  | Contribution to the eddy viscosity from the shear layer for radial node 19 and downstream distance 08 of turbine 06 |  | (m^2/s)
| EddShrT6N19D9 |  | Contribution to the eddy viscosity from the shear layer for radial node 19 and downstream distance 09 of turbine 06 |  | (m^2/s)
| EddShrT6N20D1 |  | Contribution to the eddy viscosity from the shear layer for radial node 20 and downstream distance 01 of turbine 06 |  | (m^2/s)
| EddShrT6N20D2 |  | Contribution to the eddy viscosity from the shear layer for radial node 20 and downstream distance 02 of turbine 06 |  | (m^2/s)
| EddShrT6N20D3 |  | Contribution to the eddy viscosity from the shear layer for radial node 20 and downstream distance 03 of turbine 06 |  | (m^2/s)
| EddShrT6N20D4 |  | Contribution to the eddy viscosity from the shear layer for radial node 20 and downstream distance 04 of turbine 06 |  | (m^2/s)
| EddShrT6N20D5 |  | Contribution to the eddy viscosity from the shear layer for radial node 20 and downstream distance 05 of turbine 06 |  | (m^2/s)
| EddShrT6N20D6 |  | Contribution to the eddy viscosity from the shear layer for radial node 20 and downstream distance 06 of turbine 06 |  | (m^2/s)
| EddShrT6N20D7 |  | Contribution to the eddy viscosity from the shear layer for radial node 20 and downstream distance 07 of turbine 06 |  | (m^2/s)
| EddShrT6N20D8 |  | Contribution to the eddy viscosity from the shear layer for radial node 20 and downstream distance 08 of turbine 06 |  | (m^2/s)
| EddShrT6N20D9 |  | Contribution to the eddy viscosity from the shear layer for radial node 20 and downstream distance 09 of turbine 06 |  | (m^2/s)
| EddShrT7N01D1 |  | Contribution to the eddy viscosity from the shear layer for radial node 01 and downstream distance 01 of turbine 07 |  | (m^2/s)
| EddShrT7N01D2 |  | Contribution to the eddy viscosity from the shear layer for radial node 01 and downstream distance 02 of turbine 07 |  | (m^2/s)
| EddShrT7N01D3 |  | Contribution to the eddy viscosity from the shear layer for radial node 01 and downstream distance 03 of turbine 07 |  | (m^2/s)
| EddShrT7N01D4 |  | Contribution to the eddy viscosity from the shear layer for radial node 01 and downstream distance 04 of turbine 07 |  | (m^2/s)
| EddShrT7N01D5 |  | Contribution to the eddy viscosity from the shear layer for radial node 01 and downstream distance 05 of turbine 07 |  | (m^2/s)
| EddShrT7N01D6 |  | Contribution to the eddy viscosity from the shear layer for radial node 01 and downstream distance 06 of turbine 07 |  | (m^2/s)
| EddShrT7N01D7 |  | Contribution to the eddy viscosity from the shear layer for radial node 01 and downstream distance 07 of turbine 07 |  | (m^2/s)
| EddShrT7N01D8 |  | Contribution to the eddy viscosity from the shear layer for radial node 01 and downstream distance 08 of turbine 07 |  | (m^2/s)
| EddShrT7N01D9 |  | Contribution to the eddy viscosity from the shear layer for radial node 01 and downstream distance 09 of turbine 07 |  | (m^2/s)
| EddShrT7N02D1 |  | Contribution to the eddy viscosity from the shear layer for radial node 02 and downstream distance 01 of turbine 07 |  | (m^2/s)
| EddShrT7N02D2 |  | Contribution to the eddy viscosity from the shear layer for radial node 02 and downstream distance 02 of turbine 07 |  | (m^2/s)
| EddShrT7N02D3 |  | Contribution to the eddy viscosity from the shear layer for radial node 02 and downstream distance 03 of turbine 07 |  | (m^2/s)
| EddShrT7N02D4 |  | Contribution to the eddy viscosity from the shear layer for radial node 02 and downstream distance 04 of turbine 07 |  | (m^2/s)
| EddShrT7N02D5 |  | Contribution to the eddy viscosity from the shear layer for radial node 02 and downstream distance 05 of turbine 07 |  | (m^2/s)
| EddShrT7N02D6 |  | Contribution to the eddy viscosity from the shear layer for radial node 02 and downstream distance 06 of turbine 07 |  | (m^2/s)
| EddShrT7N02D7 |  | Contribution to the eddy viscosity from the shear layer for radial node 02 and downstream distance 07 of turbine 07 |  | (m^2/s)
| EddShrT7N02D8 |  | Contribution to the eddy viscosity from the shear layer for radial node 02 and downstream distance 08 of turbine 07 |  | (m^2/s)
| EddShrT7N02D9 |  | Contribution to the eddy viscosity from the shear layer for radial node 02 and downstream distance 09 of turbine 07 |  | (m^2/s)
| EddShrT7N03D1 |  | Contribution to the eddy viscosity from the shear layer for radial node 03 and downstream distance 01 of turbine 07 |  | (m^2/s)
| EddShrT7N03D2 |  | Contribution to the eddy viscosity from the shear layer for radial node 03 and downstream distance 02 of turbine 07 |  | (m^2/s)
| EddShrT7N03D3 |  | Contribution to the eddy viscosity from the shear layer for radial node 03 and downstream distance 03 of turbine 07 |  | (m^2/s)
| EddShrT7N03D4 |  | Contribution to the eddy viscosity from the shear layer for radial node 03 and downstream distance 04 of turbine 07 |  | (m^2/s)
| EddShrT7N03D5 |  | Contribution to the eddy viscosity from the shear layer for radial node 03 and downstream distance 05 of turbine 07 |  | (m^2/s)
| EddShrT7N03D6 |  | Contribution to the eddy viscosity from the shear layer for radial node 03 and downstream distance 06 of turbine 07 |  | (m^2/s)
| EddShrT7N03D7 |  | Contribution to the eddy viscosity from the shear layer for radial node 03 and downstream distance 07 of turbine 07 |  | (m^2/s)
| EddShrT7N03D8 |  | Contribution to the eddy viscosity from the shear layer for radial node 03 and downstream distance 08 of turbine 07 |  | (m^2/s)
| EddShrT7N03D9 |  | Contribution to the eddy viscosity from the shear layer for radial node 03 and downstream distance 09 of turbine 07 |  | (m^2/s)
| EddShrT7N04D1 |  | Contribution to the eddy viscosity from the shear layer for radial node 04 and downstream distance 01 of turbine 07 |  | (m^2/s)
| EddShrT7N04D2 |  | Contribution to the eddy viscosity from the shear layer for radial node 04 and downstream distance 02 of turbine 07 |  | (m^2/s)
| EddShrT7N04D3 |  | Contribution to the eddy viscosity from the shear layer for radial node 04 and downstream distance 03 of turbine 07 |  | (m^2/s)
| EddShrT7N04D4 |  | Contribution to the eddy viscosity from the shear layer for radial node 04 and downstream distance 04 of turbine 07 |  | (m^2/s)
| EddShrT7N04D5 |  | Contribution to the eddy viscosity from the shear layer for radial node 04 and downstream distance 05 of turbine 07 |  | (m^2/s)
| EddShrT7N04D6 |  | Contribution to the eddy viscosity from the shear layer for radial node 04 and downstream distance 06 of turbine 07 |  | (m^2/s)
| EddShrT7N04D7 |  | Contribution to the eddy viscosity from the shear layer for radial node 04 and downstream distance 07 of turbine 07 |  | (m^2/s)
| EddShrT7N04D8 |  | Contribution to the eddy viscosity from the shear layer for radial node 04 and downstream distance 08 of turbine 07 |  | (m^2/s)
| EddShrT7N04D9 |  | Contribution to the eddy viscosity from the shear layer for radial node 04 and downstream distance 09 of turbine 07 |  | (m^2/s)
| EddShrT7N05D1 |  | Contribution to the eddy viscosity from the shear layer for radial node 05 and downstream distance 01 of turbine 07 |  | (m^2/s)
| EddShrT7N05D2 |  | Contribution to the eddy viscosity from the shear layer for radial node 05 and downstream distance 02 of turbine 07 |  | (m^2/s)
| EddShrT7N05D3 |  | Contribution to the eddy viscosity from the shear layer for radial node 05 and downstream distance 03 of turbine 07 |  | (m^2/s)
| EddShrT7N05D4 |  | Contribution to the eddy viscosity from the shear layer for radial node 05 and downstream distance 04 of turbine 07 |  | (m^2/s)
| EddShrT7N05D5 |  | Contribution to the eddy viscosity from the shear layer for radial node 05 and downstream distance 05 of turbine 07 |  | (m^2/s)
| EddShrT7N05D6 |  | Contribution to the eddy viscosity from the shear layer for radial node 05 and downstream distance 06 of turbine 07 |  | (m^2/s)
| EddShrT7N05D7 |  | Contribution to the eddy viscosity from the shear layer for radial node 05 and downstream distance 07 of turbine 07 |  | (m^2/s)
| EddShrT7N05D8 |  | Contribution to the eddy viscosity from the shear layer for radial node 05 and downstream distance 08 of turbine 07 |  | (m^2/s)
| EddShrT7N05D9 |  | Contribution to the eddy viscosity from the shear layer for radial node 05 and downstream distance 09 of turbine 07 |  | (m^2/s)
| EddShrT7N06D1 |  | Contribution to the eddy viscosity from the shear layer for radial node 06 and downstream distance 01 of turbine 07 |  | (m^2/s)
| EddShrT7N06D2 |  | Contribution to the eddy viscosity from the shear layer for radial node 06 and downstream distance 02 of turbine 07 |  | (m^2/s)
| EddShrT7N06D3 |  | Contribution to the eddy viscosity from the shear layer for radial node 06 and downstream distance 03 of turbine 07 |  | (m^2/s)
| EddShrT7N06D4 |  | Contribution to the eddy viscosity from the shear layer for radial node 06 and downstream distance 04 of turbine 07 |  | (m^2/s)
| EddShrT7N06D5 |  | Contribution to the eddy viscosity from the shear layer for radial node 06 and downstream distance 05 of turbine 07 |  | (m^2/s)
| EddShrT7N06D6 |  | Contribution to the eddy viscosity from the shear layer for radial node 06 and downstream distance 06 of turbine 07 |  | (m^2/s)
| EddShrT7N06D7 |  | Contribution to the eddy viscosity from the shear layer for radial node 06 and downstream distance 07 of turbine 07 |  | (m^2/s)
| EddShrT7N06D8 |  | Contribution to the eddy viscosity from the shear layer for radial node 06 and downstream distance 08 of turbine 07 |  | (m^2/s)
| EddShrT7N06D9 |  | Contribution to the eddy viscosity from the shear layer for radial node 06 and downstream distance 09 of turbine 07 |  | (m^2/s)
| EddShrT7N07D1 |  | Contribution to the eddy viscosity from the shear layer for radial node 07 and downstream distance 01 of turbine 07 |  | (m^2/s)
| EddShrT7N07D2 |  | Contribution to the eddy viscosity from the shear layer for radial node 07 and downstream distance 02 of turbine 07 |  | (m^2/s)
| EddShrT7N07D3 |  | Contribution to the eddy viscosity from the shear layer for radial node 07 and downstream distance 03 of turbine 07 |  | (m^2/s)
| EddShrT7N07D4 |  | Contribution to the eddy viscosity from the shear layer for radial node 07 and downstream distance 04 of turbine 07 |  | (m^2/s)
| EddShrT7N07D5 |  | Contribution to the eddy viscosity from the shear layer for radial node 07 and downstream distance 05 of turbine 07 |  | (m^2/s)
| EddShrT7N07D6 |  | Contribution to the eddy viscosity from the shear layer for radial node 07 and downstream distance 06 of turbine 07 |  | (m^2/s)
| EddShrT7N07D7 |  | Contribution to the eddy viscosity from the shear layer for radial node 07 and downstream distance 07 of turbine 07 |  | (m^2/s)
| EddShrT7N07D8 |  | Contribution to the eddy viscosity from the shear layer for radial node 07 and downstream distance 08 of turbine 07 |  | (m^2/s)
| EddShrT7N07D9 |  | Contribution to the eddy viscosity from the shear layer for radial node 07 and downstream distance 09 of turbine 07 |  | (m^2/s)
| EddShrT7N08D1 |  | Contribution to the eddy viscosity from the shear layer for radial node 08 and downstream distance 01 of turbine 07 |  | (m^2/s)
| EddShrT7N08D2 |  | Contribution to the eddy viscosity from the shear layer for radial node 08 and downstream distance 02 of turbine 07 |  | (m^2/s)
| EddShrT7N08D3 |  | Contribution to the eddy viscosity from the shear layer for radial node 08 and downstream distance 03 of turbine 07 |  | (m^2/s)
| EddShrT7N08D4 |  | Contribution to the eddy viscosity from the shear layer for radial node 08 and downstream distance 04 of turbine 07 |  | (m^2/s)
| EddShrT7N08D5 |  | Contribution to the eddy viscosity from the shear layer for radial node 08 and downstream distance 05 of turbine 07 |  | (m^2/s)
| EddShrT7N08D6 |  | Contribution to the eddy viscosity from the shear layer for radial node 08 and downstream distance 06 of turbine 07 |  | (m^2/s)
| EddShrT7N08D7 |  | Contribution to the eddy viscosity from the shear layer for radial node 08 and downstream distance 07 of turbine 07 |  | (m^2/s)
| EddShrT7N08D8 |  | Contribution to the eddy viscosity from the shear layer for radial node 08 and downstream distance 08 of turbine 07 |  | (m^2/s)
| EddShrT7N08D9 |  | Contribution to the eddy viscosity from the shear layer for radial node 08 and downstream distance 09 of turbine 07 |  | (m^2/s)
| EddShrT7N09D1 |  | Contribution to the eddy viscosity from the shear layer for radial node 09 and downstream distance 01 of turbine 07 |  | (m^2/s)
| EddShrT7N09D2 |  | Contribution to the eddy viscosity from the shear layer for radial node 09 and downstream distance 02 of turbine 07 |  | (m^2/s)
| EddShrT7N09D3 |  | Contribution to the eddy viscosity from the shear layer for radial node 09 and downstream distance 03 of turbine 07 |  | (m^2/s)
| EddShrT7N09D4 |  | Contribution to the eddy viscosity from the shear layer for radial node 09 and downstream distance 04 of turbine 07 |  | (m^2/s)
| EddShrT7N09D5 |  | Contribution to the eddy viscosity from the shear layer for radial node 09 and downstream distance 05 of turbine 07 |  | (m^2/s)
| EddShrT7N09D6 |  | Contribution to the eddy viscosity from the shear layer for radial node 09 and downstream distance 06 of turbine 07 |  | (m^2/s)
| EddShrT7N09D7 |  | Contribution to the eddy viscosity from the shear layer for radial node 09 and downstream distance 07 of turbine 07 |  | (m^2/s)
| EddShrT7N09D8 |  | Contribution to the eddy viscosity from the shear layer for radial node 09 and downstream distance 08 of turbine 07 |  | (m^2/s)
| EddShrT7N09D9 |  | Contribution to the eddy viscosity from the shear layer for radial node 09 and downstream distance 09 of turbine 07 |  | (m^2/s)
| EddShrT7N10D1 |  | Contribution to the eddy viscosity from the shear layer for radial node 10 and downstream distance 01 of turbine 07 |  | (m^2/s)
| EddShrT7N10D2 |  | Contribution to the eddy viscosity from the shear layer for radial node 10 and downstream distance 02 of turbine 07 |  | (m^2/s)
| EddShrT7N10D3 |  | Contribution to the eddy viscosity from the shear layer for radial node 10 and downstream distance 03 of turbine 07 |  | (m^2/s)
| EddShrT7N10D4 |  | Contribution to the eddy viscosity from the shear layer for radial node 10 and downstream distance 04 of turbine 07 |  | (m^2/s)
| EddShrT7N10D5 |  | Contribution to the eddy viscosity from the shear layer for radial node 10 and downstream distance 05 of turbine 07 |  | (m^2/s)
| EddShrT7N10D6 |  | Contribution to the eddy viscosity from the shear layer for radial node 10 and downstream distance 06 of turbine 07 |  | (m^2/s)
| EddShrT7N10D7 |  | Contribution to the eddy viscosity from the shear layer for radial node 10 and downstream distance 07 of turbine 07 |  | (m^2/s)
| EddShrT7N10D8 |  | Contribution to the eddy viscosity from the shear layer for radial node 10 and downstream distance 08 of turbine 07 |  | (m^2/s)
| EddShrT7N10D9 |  | Contribution to the eddy viscosity from the shear layer for radial node 10 and downstream distance 09 of turbine 07 |  | (m^2/s)
| EddShrT7N11D1 |  | Contribution to the eddy viscosity from the shear layer for radial node 11 and downstream distance 01 of turbine 07 |  | (m^2/s)
| EddShrT7N11D2 |  | Contribution to the eddy viscosity from the shear layer for radial node 11 and downstream distance 02 of turbine 07 |  | (m^2/s)
| EddShrT7N11D3 |  | Contribution to the eddy viscosity from the shear layer for radial node 11 and downstream distance 03 of turbine 07 |  | (m^2/s)
| EddShrT7N11D4 |  | Contribution to the eddy viscosity from the shear layer for radial node 11 and downstream distance 04 of turbine 07 |  | (m^2/s)
| EddShrT7N11D5 |  | Contribution to the eddy viscosity from the shear layer for radial node 11 and downstream distance 05 of turbine 07 |  | (m^2/s)
| EddShrT7N11D6 |  | Contribution to the eddy viscosity from the shear layer for radial node 11 and downstream distance 06 of turbine 07 |  | (m^2/s)
| EddShrT7N11D7 |  | Contribution to the eddy viscosity from the shear layer for radial node 11 and downstream distance 07 of turbine 07 |  | (m^2/s)
| EddShrT7N11D8 |  | Contribution to the eddy viscosity from the shear layer for radial node 11 and downstream distance 08 of turbine 07 |  | (m^2/s)
| EddShrT7N11D9 |  | Contribution to the eddy viscosity from the shear layer for radial node 11 and downstream distance 09 of turbine 07 |  | (m^2/s)
| EddShrT7N12D1 |  | Contribution to the eddy viscosity from the shear layer for radial node 12 and downstream distance 01 of turbine 07 |  | (m^2/s)
| EddShrT7N12D2 |  | Contribution to the eddy viscosity from the shear layer for radial node 12 and downstream distance 02 of turbine 07 |  | (m^2/s)
| EddShrT7N12D3 |  | Contribution to the eddy viscosity from the shear layer for radial node 12 and downstream distance 03 of turbine 07 |  | (m^2/s)
| EddShrT7N12D4 |  | Contribution to the eddy viscosity from the shear layer for radial node 12 and downstream distance 04 of turbine 07 |  | (m^2/s)
| EddShrT7N12D5 |  | Contribution to the eddy viscosity from the shear layer for radial node 12 and downstream distance 05 of turbine 07 |  | (m^2/s)
| EddShrT7N12D6 |  | Contribution to the eddy viscosity from the shear layer for radial node 12 and downstream distance 06 of turbine 07 |  | (m^2/s)
| EddShrT7N12D7 |  | Contribution to the eddy viscosity from the shear layer for radial node 12 and downstream distance 07 of turbine 07 |  | (m^2/s)
| EddShrT7N12D8 |  | Contribution to the eddy viscosity from the shear layer for radial node 12 and downstream distance 08 of turbine 07 |  | (m^2/s)
| EddShrT7N12D9 |  | Contribution to the eddy viscosity from the shear layer for radial node 12 and downstream distance 09 of turbine 07 |  | (m^2/s)
| EddShrT7N13D1 |  | Contribution to the eddy viscosity from the shear layer for radial node 13 and downstream distance 01 of turbine 07 |  | (m^2/s)
| EddShrT7N13D2 |  | Contribution to the eddy viscosity from the shear layer for radial node 13 and downstream distance 02 of turbine 07 |  | (m^2/s)
| EddShrT7N13D3 |  | Contribution to the eddy viscosity from the shear layer for radial node 13 and downstream distance 03 of turbine 07 |  | (m^2/s)
| EddShrT7N13D4 |  | Contribution to the eddy viscosity from the shear layer for radial node 13 and downstream distance 04 of turbine 07 |  | (m^2/s)
| EddShrT7N13D5 |  | Contribution to the eddy viscosity from the shear layer for radial node 13 and downstream distance 05 of turbine 07 |  | (m^2/s)
| EddShrT7N13D6 |  | Contribution to the eddy viscosity from the shear layer for radial node 13 and downstream distance 06 of turbine 07 |  | (m^2/s)
| EddShrT7N13D7 |  | Contribution to the eddy viscosity from the shear layer for radial node 13 and downstream distance 07 of turbine 07 |  | (m^2/s)
| EddShrT7N13D8 |  | Contribution to the eddy viscosity from the shear layer for radial node 13 and downstream distance 08 of turbine 07 |  | (m^2/s)
| EddShrT7N13D9 |  | Contribution to the eddy viscosity from the shear layer for radial node 13 and downstream distance 09 of turbine 07 |  | (m^2/s)
| EddShrT7N14D1 |  | Contribution to the eddy viscosity from the shear layer for radial node 14 and downstream distance 01 of turbine 07 |  | (m^2/s)
| EddShrT7N14D2 |  | Contribution to the eddy viscosity from the shear layer for radial node 14 and downstream distance 02 of turbine 07 |  | (m^2/s)
| EddShrT7N14D3 |  | Contribution to the eddy viscosity from the shear layer for radial node 14 and downstream distance 03 of turbine 07 |  | (m^2/s)
| EddShrT7N14D4 |  | Contribution to the eddy viscosity from the shear layer for radial node 14 and downstream distance 04 of turbine 07 |  | (m^2/s)
| EddShrT7N14D5 |  | Contribution to the eddy viscosity from the shear layer for radial node 14 and downstream distance 05 of turbine 07 |  | (m^2/s)
| EddShrT7N14D6 |  | Contribution to the eddy viscosity from the shear layer for radial node 14 and downstream distance 06 of turbine 07 |  | (m^2/s)
| EddShrT7N14D7 |  | Contribution to the eddy viscosity from the shear layer for radial node 14 and downstream distance 07 of turbine 07 |  | (m^2/s)
| EddShrT7N14D8 |  | Contribution to the eddy viscosity from the shear layer for radial node 14 and downstream distance 08 of turbine 07 |  | (m^2/s)
| EddShrT7N14D9 |  | Contribution to the eddy viscosity from the shear layer for radial node 14 and downstream distance 09 of turbine 07 |  | (m^2/s)
| EddShrT7N15D1 |  | Contribution to the eddy viscosity from the shear layer for radial node 15 and downstream distance 01 of turbine 07 |  | (m^2/s)
| EddShrT7N15D2 |  | Contribution to the eddy viscosity from the shear layer for radial node 15 and downstream distance 02 of turbine 07 |  | (m^2/s)
| EddShrT7N15D3 |  | Contribution to the eddy viscosity from the shear layer for radial node 15 and downstream distance 03 of turbine 07 |  | (m^2/s)
| EddShrT7N15D4 |  | Contribution to the eddy viscosity from the shear layer for radial node 15 and downstream distance 04 of turbine 07 |  | (m^2/s)
| EddShrT7N15D5 |  | Contribution to the eddy viscosity from the shear layer for radial node 15 and downstream distance 05 of turbine 07 |  | (m^2/s)
| EddShrT7N15D6 |  | Contribution to the eddy viscosity from the shear layer for radial node 15 and downstream distance 06 of turbine 07 |  | (m^2/s)
| EddShrT7N15D7 |  | Contribution to the eddy viscosity from the shear layer for radial node 15 and downstream distance 07 of turbine 07 |  | (m^2/s)
| EddShrT7N15D8 |  | Contribution to the eddy viscosity from the shear layer for radial node 15 and downstream distance 08 of turbine 07 |  | (m^2/s)
| EddShrT7N15D9 |  | Contribution to the eddy viscosity from the shear layer for radial node 15 and downstream distance 09 of turbine 07 |  | (m^2/s)
| EddShrT7N16D1 |  | Contribution to the eddy viscosity from the shear layer for radial node 16 and downstream distance 01 of turbine 07 |  | (m^2/s)
| EddShrT7N16D2 |  | Contribution to the eddy viscosity from the shear layer for radial node 16 and downstream distance 02 of turbine 07 |  | (m^2/s)
| EddShrT7N16D3 |  | Contribution to the eddy viscosity from the shear layer for radial node 16 and downstream distance 03 of turbine 07 |  | (m^2/s)
| EddShrT7N16D4 |  | Contribution to the eddy viscosity from the shear layer for radial node 16 and downstream distance 04 of turbine 07 |  | (m^2/s)
| EddShrT7N16D5 |  | Contribution to the eddy viscosity from the shear layer for radial node 16 and downstream distance 05 of turbine 07 |  | (m^2/s)
| EddShrT7N16D6 |  | Contribution to the eddy viscosity from the shear layer for radial node 16 and downstream distance 06 of turbine 07 |  | (m^2/s)
| EddShrT7N16D7 |  | Contribution to the eddy viscosity from the shear layer for radial node 16 and downstream distance 07 of turbine 07 |  | (m^2/s)
| EddShrT7N16D8 |  | Contribution to the eddy viscosity from the shear layer for radial node 16 and downstream distance 08 of turbine 07 |  | (m^2/s)
| EddShrT7N16D9 |  | Contribution to the eddy viscosity from the shear layer for radial node 16 and downstream distance 09 of turbine 07 |  | (m^2/s)
| EddShrT7N17D1 |  | Contribution to the eddy viscosity from the shear layer for radial node 17 and downstream distance 01 of turbine 07 |  | (m^2/s)
| EddShrT7N17D2 |  | Contribution to the eddy viscosity from the shear layer for radial node 17 and downstream distance 02 of turbine 07 |  | (m^2/s)
| EddShrT7N17D3 |  | Contribution to the eddy viscosity from the shear layer for radial node 17 and downstream distance 03 of turbine 07 |  | (m^2/s)
| EddShrT7N17D4 |  | Contribution to the eddy viscosity from the shear layer for radial node 17 and downstream distance 04 of turbine 07 |  | (m^2/s)
| EddShrT7N17D5 |  | Contribution to the eddy viscosity from the shear layer for radial node 17 and downstream distance 05 of turbine 07 |  | (m^2/s)
| EddShrT7N17D6 |  | Contribution to the eddy viscosity from the shear layer for radial node 17 and downstream distance 06 of turbine 07 |  | (m^2/s)
| EddShrT7N17D7 |  | Contribution to the eddy viscosity from the shear layer for radial node 17 and downstream distance 07 of turbine 07 |  | (m^2/s)
| EddShrT7N17D8 |  | Contribution to the eddy viscosity from the shear layer for radial node 17 and downstream distance 08 of turbine 07 |  | (m^2/s)
| EddShrT7N17D9 |  | Contribution to the eddy viscosity from the shear layer for radial node 17 and downstream distance 09 of turbine 07 |  | (m^2/s)
| EddShrT7N18D1 |  | Contribution to the eddy viscosity from the shear layer for radial node 18 and downstream distance 01 of turbine 07 |  | (m^2/s)
| EddShrT7N18D2 |  | Contribution to the eddy viscosity from the shear layer for radial node 18 and downstream distance 02 of turbine 07 |  | (m^2/s)
| EddShrT7N18D3 |  | Contribution to the eddy viscosity from the shear layer for radial node 18 and downstream distance 03 of turbine 07 |  | (m^2/s)
| EddShrT7N18D4 |  | Contribution to the eddy viscosity from the shear layer for radial node 18 and downstream distance 04 of turbine 07 |  | (m^2/s)
| EddShrT7N18D5 |  | Contribution to the eddy viscosity from the shear layer for radial node 18 and downstream distance 05 of turbine 07 |  | (m^2/s)
| EddShrT7N18D6 |  | Contribution to the eddy viscosity from the shear layer for radial node 18 and downstream distance 06 of turbine 07 |  | (m^2/s)
| EddShrT7N18D7 |  | Contribution to the eddy viscosity from the shear layer for radial node 18 and downstream distance 07 of turbine 07 |  | (m^2/s)
| EddShrT7N18D8 |  | Contribution to the eddy viscosity from the shear layer for radial node 18 and downstream distance 08 of turbine 07 |  | (m^2/s)
| EddShrT7N18D9 |  | Contribution to the eddy viscosity from the shear layer for radial node 18 and downstream distance 09 of turbine 07 |  | (m^2/s)
| EddShrT7N19D1 |  | Contribution to the eddy viscosity from the shear layer for radial node 19 and downstream distance 01 of turbine 07 |  | (m^2/s)
| EddShrT7N19D2 |  | Contribution to the eddy viscosity from the shear layer for radial node 19 and downstream distance 02 of turbine 07 |  | (m^2/s)
| EddShrT7N19D3 |  | Contribution to the eddy viscosity from the shear layer for radial node 19 and downstream distance 03 of turbine 07 |  | (m^2/s)
| EddShrT7N19D4 |  | Contribution to the eddy viscosity from the shear layer for radial node 19 and downstream distance 04 of turbine 07 |  | (m^2/s)
| EddShrT7N19D5 |  | Contribution to the eddy viscosity from the shear layer for radial node 19 and downstream distance 05 of turbine 07 |  | (m^2/s)
| EddShrT7N19D6 |  | Contribution to the eddy viscosity from the shear layer for radial node 19 and downstream distance 06 of turbine 07 |  | (m^2/s)
| EddShrT7N19D7 |  | Contribution to the eddy viscosity from the shear layer for radial node 19 and downstream distance 07 of turbine 07 |  | (m^2/s)
| EddShrT7N19D8 |  | Contribution to the eddy viscosity from the shear layer for radial node 19 and downstream distance 08 of turbine 07 |  | (m^2/s)
| EddShrT7N19D9 |  | Contribution to the eddy viscosity from the shear layer for radial node 19 and downstream distance 09 of turbine 07 |  | (m^2/s)
| EddShrT7N20D1 |  | Contribution to the eddy viscosity from the shear layer for radial node 20 and downstream distance 01 of turbine 07 |  | (m^2/s)
| EddShrT7N20D2 |  | Contribution to the eddy viscosity from the shear layer for radial node 20 and downstream distance 02 of turbine 07 |  | (m^2/s)
| EddShrT7N20D3 |  | Contribution to the eddy viscosity from the shear layer for radial node 20 and downstream distance 03 of turbine 07 |  | (m^2/s)
| EddShrT7N20D4 |  | Contribution to the eddy viscosity from the shear layer for radial node 20 and downstream distance 04 of turbine 07 |  | (m^2/s)
| EddShrT7N20D5 |  | Contribution to the eddy viscosity from the shear layer for radial node 20 and downstream distance 05 of turbine 07 |  | (m^2/s)
| EddShrT7N20D6 |  | Contribution to the eddy viscosity from the shear layer for radial node 20 and downstream distance 06 of turbine 07 |  | (m^2/s)
| EddShrT7N20D7 |  | Contribution to the eddy viscosity from the shear layer for radial node 20 and downstream distance 07 of turbine 07 |  | (m^2/s)
| EddShrT7N20D8 |  | Contribution to the eddy viscosity from the shear layer for radial node 20 and downstream distance 08 of turbine 07 |  | (m^2/s)
| EddShrT7N20D9 |  | Contribution to the eddy viscosity from the shear layer for radial node 20 and downstream distance 09 of turbine 07 |  | (m^2/s)
| EddShrT8N01D1 |  | Contribution to the eddy viscosity from the shear layer for radial node 01 and downstream distance 01 of turbine 08 |  | (m^2/s)
| EddShrT8N01D2 |  | Contribution to the eddy viscosity from the shear layer for radial node 01 and downstream distance 02 of turbine 08 |  | (m^2/s)
| EddShrT8N01D3 |  | Contribution to the eddy viscosity from the shear layer for radial node 01 and downstream distance 03 of turbine 08 |  | (m^2/s)
| EddShrT8N01D4 |  | Contribution to the eddy viscosity from the shear layer for radial node 01 and downstream distance 04 of turbine 08 |  | (m^2/s)
| EddShrT8N01D5 |  | Contribution to the eddy viscosity from the shear layer for radial node 01 and downstream distance 05 of turbine 08 |  | (m^2/s)
| EddShrT8N01D6 |  | Contribution to the eddy viscosity from the shear layer for radial node 01 and downstream distance 06 of turbine 08 |  | (m^2/s)
| EddShrT8N01D7 |  | Contribution to the eddy viscosity from the shear layer for radial node 01 and downstream distance 07 of turbine 08 |  | (m^2/s)
| EddShrT8N01D8 |  | Contribution to the eddy viscosity from the shear layer for radial node 01 and downstream distance 08 of turbine 08 |  | (m^2/s)
| EddShrT8N01D9 |  | Contribution to the eddy viscosity from the shear layer for radial node 01 and downstream distance 09 of turbine 08 |  | (m^2/s)
| EddShrT8N02D1 |  | Contribution to the eddy viscosity from the shear layer for radial node 02 and downstream distance 01 of turbine 08 |  | (m^2/s)
| EddShrT8N02D2 |  | Contribution to the eddy viscosity from the shear layer for radial node 02 and downstream distance 02 of turbine 08 |  | (m^2/s)
| EddShrT8N02D3 |  | Contribution to the eddy viscosity from the shear layer for radial node 02 and downstream distance 03 of turbine 08 |  | (m^2/s)
| EddShrT8N02D4 |  | Contribution to the eddy viscosity from the shear layer for radial node 02 and downstream distance 04 of turbine 08 |  | (m^2/s)
| EddShrT8N02D5 |  | Contribution to the eddy viscosity from the shear layer for radial node 02 and downstream distance 05 of turbine 08 |  | (m^2/s)
| EddShrT8N02D6 |  | Contribution to the eddy viscosity from the shear layer for radial node 02 and downstream distance 06 of turbine 08 |  | (m^2/s)
| EddShrT8N02D7 |  | Contribution to the eddy viscosity from the shear layer for radial node 02 and downstream distance 07 of turbine 08 |  | (m^2/s)
| EddShrT8N02D8 |  | Contribution to the eddy viscosity from the shear layer for radial node 02 and downstream distance 08 of turbine 08 |  | (m^2/s)
| EddShrT8N02D9 |  | Contribution to the eddy viscosity from the shear layer for radial node 02 and downstream distance 09 of turbine 08 |  | (m^2/s)
| EddShrT8N03D1 |  | Contribution to the eddy viscosity from the shear layer for radial node 03 and downstream distance 01 of turbine 08 |  | (m^2/s)
| EddShrT8N03D2 |  | Contribution to the eddy viscosity from the shear layer for radial node 03 and downstream distance 02 of turbine 08 |  | (m^2/s)
| EddShrT8N03D3 |  | Contribution to the eddy viscosity from the shear layer for radial node 03 and downstream distance 03 of turbine 08 |  | (m^2/s)
| EddShrT8N03D4 |  | Contribution to the eddy viscosity from the shear layer for radial node 03 and downstream distance 04 of turbine 08 |  | (m^2/s)
| EddShrT8N03D5 |  | Contribution to the eddy viscosity from the shear layer for radial node 03 and downstream distance 05 of turbine 08 |  | (m^2/s)
| EddShrT8N03D6 |  | Contribution to the eddy viscosity from the shear layer for radial node 03 and downstream distance 06 of turbine 08 |  | (m^2/s)
| EddShrT8N03D7 |  | Contribution to the eddy viscosity from the shear layer for radial node 03 and downstream distance 07 of turbine 08 |  | (m^2/s)
| EddShrT8N03D8 |  | Contribution to the eddy viscosity from the shear layer for radial node 03 and downstream distance 08 of turbine 08 |  | (m^2/s)
| EddShrT8N03D9 |  | Contribution to the eddy viscosity from the shear layer for radial node 03 and downstream distance 09 of turbine 08 |  | (m^2/s)
| EddShrT8N04D1 |  | Contribution to the eddy viscosity from the shear layer for radial node 04 and downstream distance 01 of turbine 08 |  | (m^2/s)
| EddShrT8N04D2 |  | Contribution to the eddy viscosity from the shear layer for radial node 04 and downstream distance 02 of turbine 08 |  | (m^2/s)
| EddShrT8N04D3 |  | Contribution to the eddy viscosity from the shear layer for radial node 04 and downstream distance 03 of turbine 08 |  | (m^2/s)
| EddShrT8N04D4 |  | Contribution to the eddy viscosity from the shear layer for radial node 04 and downstream distance 04 of turbine 08 |  | (m^2/s)
| EddShrT8N04D5 |  | Contribution to the eddy viscosity from the shear layer for radial node 04 and downstream distance 05 of turbine 08 |  | (m^2/s)
| EddShrT8N04D6 |  | Contribution to the eddy viscosity from the shear layer for radial node 04 and downstream distance 06 of turbine 08 |  | (m^2/s)
| EddShrT8N04D7 |  | Contribution to the eddy viscosity from the shear layer for radial node 04 and downstream distance 07 of turbine 08 |  | (m^2/s)
| EddShrT8N04D8 |  | Contribution to the eddy viscosity from the shear layer for radial node 04 and downstream distance 08 of turbine 08 |  | (m^2/s)
| EddShrT8N04D9 |  | Contribution to the eddy viscosity from the shear layer for radial node 04 and downstream distance 09 of turbine 08 |  | (m^2/s)
| EddShrT8N05D1 |  | Contribution to the eddy viscosity from the shear layer for radial node 05 and downstream distance 01 of turbine 08 |  | (m^2/s)
| EddShrT8N05D2 |  | Contribution to the eddy viscosity from the shear layer for radial node 05 and downstream distance 02 of turbine 08 |  | (m^2/s)
| EddShrT8N05D3 |  | Contribution to the eddy viscosity from the shear layer for radial node 05 and downstream distance 03 of turbine 08 |  | (m^2/s)
| EddShrT8N05D4 |  | Contribution to the eddy viscosity from the shear layer for radial node 05 and downstream distance 04 of turbine 08 |  | (m^2/s)
| EddShrT8N05D5 |  | Contribution to the eddy viscosity from the shear layer for radial node 05 and downstream distance 05 of turbine 08 |  | (m^2/s)
| EddShrT8N05D6 |  | Contribution to the eddy viscosity from the shear layer for radial node 05 and downstream distance 06 of turbine 08 |  | (m^2/s)
| EddShrT8N05D7 |  | Contribution to the eddy viscosity from the shear layer for radial node 05 and downstream distance 07 of turbine 08 |  | (m^2/s)
| EddShrT8N05D8 |  | Contribution to the eddy viscosity from the shear layer for radial node 05 and downstream distance 08 of turbine 08 |  | (m^2/s)
| EddShrT8N05D9 |  | Contribution to the eddy viscosity from the shear layer for radial node 05 and downstream distance 09 of turbine 08 |  | (m^2/s)
| EddShrT8N06D1 |  | Contribution to the eddy viscosity from the shear layer for radial node 06 and downstream distance 01 of turbine 08 |  | (m^2/s)
| EddShrT8N06D2 |  | Contribution to the eddy viscosity from the shear layer for radial node 06 and downstream distance 02 of turbine 08 |  | (m^2/s)
| EddShrT8N06D3 |  | Contribution to the eddy viscosity from the shear layer for radial node 06 and downstream distance 03 of turbine 08 |  | (m^2/s)
| EddShrT8N06D4 |  | Contribution to the eddy viscosity from the shear layer for radial node 06 and downstream distance 04 of turbine 08 |  | (m^2/s)
| EddShrT8N06D5 |  | Contribution to the eddy viscosity from the shear layer for radial node 06 and downstream distance 05 of turbine 08 |  | (m^2/s)
| EddShrT8N06D6 |  | Contribution to the eddy viscosity from the shear layer for radial node 06 and downstream distance 06 of turbine 08 |  | (m^2/s)
| EddShrT8N06D7 |  | Contribution to the eddy viscosity from the shear layer for radial node 06 and downstream distance 07 of turbine 08 |  | (m^2/s)
| EddShrT8N06D8 |  | Contribution to the eddy viscosity from the shear layer for radial node 06 and downstream distance 08 of turbine 08 |  | (m^2/s)
| EddShrT8N06D9 |  | Contribution to the eddy viscosity from the shear layer for radial node 06 and downstream distance 09 of turbine 08 |  | (m^2/s)
| EddShrT8N07D1 |  | Contribution to the eddy viscosity from the shear layer for radial node 07 and downstream distance 01 of turbine 08 |  | (m^2/s)
| EddShrT8N07D2 |  | Contribution to the eddy viscosity from the shear layer for radial node 07 and downstream distance 02 of turbine 08 |  | (m^2/s)
| EddShrT8N07D3 |  | Contribution to the eddy viscosity from the shear layer for radial node 07 and downstream distance 03 of turbine 08 |  | (m^2/s)
| EddShrT8N07D4 |  | Contribution to the eddy viscosity from the shear layer for radial node 07 and downstream distance 04 of turbine 08 |  | (m^2/s)
| EddShrT8N07D5 |  | Contribution to the eddy viscosity from the shear layer for radial node 07 and downstream distance 05 of turbine 08 |  | (m^2/s)
| EddShrT8N07D6 |  | Contribution to the eddy viscosity from the shear layer for radial node 07 and downstream distance 06 of turbine 08 |  | (m^2/s)
| EddShrT8N07D7 |  | Contribution to the eddy viscosity from the shear layer for radial node 07 and downstream distance 07 of turbine 08 |  | (m^2/s)
| EddShrT8N07D8 |  | Contribution to the eddy viscosity from the shear layer for radial node 07 and downstream distance 08 of turbine 08 |  | (m^2/s)
| EddShrT8N07D9 |  | Contribution to the eddy viscosity from the shear layer for radial node 07 and downstream distance 09 of turbine 08 |  | (m^2/s)
| EddShrT8N08D1 |  | Contribution to the eddy viscosity from the shear layer for radial node 08 and downstream distance 01 of turbine 08 |  | (m^2/s)
| EddShrT8N08D2 |  | Contribution to the eddy viscosity from the shear layer for radial node 08 and downstream distance 02 of turbine 08 |  | (m^2/s)
| EddShrT8N08D3 |  | Contribution to the eddy viscosity from the shear layer for radial node 08 and downstream distance 03 of turbine 08 |  | (m^2/s)
| EddShrT8N08D4 |  | Contribution to the eddy viscosity from the shear layer for radial node 08 and downstream distance 04 of turbine 08 |  | (m^2/s)
| EddShrT8N08D5 |  | Contribution to the eddy viscosity from the shear layer for radial node 08 and downstream distance 05 of turbine 08 |  | (m^2/s)
| EddShrT8N08D6 |  | Contribution to the eddy viscosity from the shear layer for radial node 08 and downstream distance 06 of turbine 08 |  | (m^2/s)
| EddShrT8N08D7 |  | Contribution to the eddy viscosity from the shear layer for radial node 08 and downstream distance 07 of turbine 08 |  | (m^2/s)
| EddShrT8N08D8 |  | Contribution to the eddy viscosity from the shear layer for radial node 08 and downstream distance 08 of turbine 08 |  | (m^2/s)
| EddShrT8N08D9 |  | Contribution to the eddy viscosity from the shear layer for radial node 08 and downstream distance 09 of turbine 08 |  | (m^2/s)
| EddShrT8N09D1 |  | Contribution to the eddy viscosity from the shear layer for radial node 09 and downstream distance 01 of turbine 08 |  | (m^2/s)
| EddShrT8N09D2 |  | Contribution to the eddy viscosity from the shear layer for radial node 09 and downstream distance 02 of turbine 08 |  | (m^2/s)
| EddShrT8N09D3 |  | Contribution to the eddy viscosity from the shear layer for radial node 09 and downstream distance 03 of turbine 08 |  | (m^2/s)
| EddShrT8N09D4 |  | Contribution to the eddy viscosity from the shear layer for radial node 09 and downstream distance 04 of turbine 08 |  | (m^2/s)
| EddShrT8N09D5 |  | Contribution to the eddy viscosity from the shear layer for radial node 09 and downstream distance 05 of turbine 08 |  | (m^2/s)
| EddShrT8N09D6 |  | Contribution to the eddy viscosity from the shear layer for radial node 09 and downstream distance 06 of turbine 08 |  | (m^2/s)
| EddShrT8N09D7 |  | Contribution to the eddy viscosity from the shear layer for radial node 09 and downstream distance 07 of turbine 08 |  | (m^2/s)
| EddShrT8N09D8 |  | Contribution to the eddy viscosity from the shear layer for radial node 09 and downstream distance 08 of turbine 08 |  | (m^2/s)
| EddShrT8N09D9 |  | Contribution to the eddy viscosity from the shear layer for radial node 09 and downstream distance 09 of turbine 08 |  | (m^2/s)
| EddShrT8N10D1 |  | Contribution to the eddy viscosity from the shear layer for radial node 10 and downstream distance 01 of turbine 08 |  | (m^2/s)
| EddShrT8N10D2 |  | Contribution to the eddy viscosity from the shear layer for radial node 10 and downstream distance 02 of turbine 08 |  | (m^2/s)
| EddShrT8N10D3 |  | Contribution to the eddy viscosity from the shear layer for radial node 10 and downstream distance 03 of turbine 08 |  | (m^2/s)
| EddShrT8N10D4 |  | Contribution to the eddy viscosity from the shear layer for radial node 10 and downstream distance 04 of turbine 08 |  | (m^2/s)
| EddShrT8N10D5 |  | Contribution to the eddy viscosity from the shear layer for radial node 10 and downstream distance 05 of turbine 08 |  | (m^2/s)
| EddShrT8N10D6 |  | Contribution to the eddy viscosity from the shear layer for radial node 10 and downstream distance 06 of turbine 08 |  | (m^2/s)
| EddShrT8N10D7 |  | Contribution to the eddy viscosity from the shear layer for radial node 10 and downstream distance 07 of turbine 08 |  | (m^2/s)
| EddShrT8N10D8 |  | Contribution to the eddy viscosity from the shear layer for radial node 10 and downstream distance 08 of turbine 08 |  | (m^2/s)
| EddShrT8N10D9 |  | Contribution to the eddy viscosity from the shear layer for radial node 10 and downstream distance 09 of turbine 08 |  | (m^2/s)
| EddShrT8N11D1 |  | Contribution to the eddy viscosity from the shear layer for radial node 11 and downstream distance 01 of turbine 08 |  | (m^2/s)
| EddShrT8N11D2 |  | Contribution to the eddy viscosity from the shear layer for radial node 11 and downstream distance 02 of turbine 08 |  | (m^2/s)
| EddShrT8N11D3 |  | Contribution to the eddy viscosity from the shear layer for radial node 11 and downstream distance 03 of turbine 08 |  | (m^2/s)
| EddShrT8N11D4 |  | Contribution to the eddy viscosity from the shear layer for radial node 11 and downstream distance 04 of turbine 08 |  | (m^2/s)
| EddShrT8N11D5 |  | Contribution to the eddy viscosity from the shear layer for radial node 11 and downstream distance 05 of turbine 08 |  | (m^2/s)
| EddShrT8N11D6 |  | Contribution to the eddy viscosity from the shear layer for radial node 11 and downstream distance 06 of turbine 08 |  | (m^2/s)
| EddShrT8N11D7 |  | Contribution to the eddy viscosity from the shear layer for radial node 11 and downstream distance 07 of turbine 08 |  | (m^2/s)
| EddShrT8N11D8 |  | Contribution to the eddy viscosity from the shear layer for radial node 11 and downstream distance 08 of turbine 08 |  | (m^2/s)
| EddShrT8N11D9 |  | Contribution to the eddy viscosity from the shear layer for radial node 11 and downstream distance 09 of turbine 08 |  | (m^2/s)
| EddShrT8N12D1 |  | Contribution to the eddy viscosity from the shear layer for radial node 12 and downstream distance 01 of turbine 08 |  | (m^2/s)
| EddShrT8N12D2 |  | Contribution to the eddy viscosity from the shear layer for radial node 12 and downstream distance 02 of turbine 08 |  | (m^2/s)
| EddShrT8N12D3 |  | Contribution to the eddy viscosity from the shear layer for radial node 12 and downstream distance 03 of turbine 08 |  | (m^2/s)
| EddShrT8N12D4 |  | Contribution to the eddy viscosity from the shear layer for radial node 12 and downstream distance 04 of turbine 08 |  | (m^2/s)
| EddShrT8N12D5 |  | Contribution to the eddy viscosity from the shear layer for radial node 12 and downstream distance 05 of turbine 08 |  | (m^2/s)
| EddShrT8N12D6 |  | Contribution to the eddy viscosity from the shear layer for radial node 12 and downstream distance 06 of turbine 08 |  | (m^2/s)
| EddShrT8N12D7 |  | Contribution to the eddy viscosity from the shear layer for radial node 12 and downstream distance 07 of turbine 08 |  | (m^2/s)
| EddShrT8N12D8 |  | Contribution to the eddy viscosity from the shear layer for radial node 12 and downstream distance 08 of turbine 08 |  | (m^2/s)
| EddShrT8N12D9 |  | Contribution to the eddy viscosity from the shear layer for radial node 12 and downstream distance 09 of turbine 08 |  | (m^2/s)
| EddShrT8N13D1 |  | Contribution to the eddy viscosity from the shear layer for radial node 13 and downstream distance 01 of turbine 08 |  | (m^2/s)
| EddShrT8N13D2 |  | Contribution to the eddy viscosity from the shear layer for radial node 13 and downstream distance 02 of turbine 08 |  | (m^2/s)
| EddShrT8N13D3 |  | Contribution to the eddy viscosity from the shear layer for radial node 13 and downstream distance 03 of turbine 08 |  | (m^2/s)
| EddShrT8N13D4 |  | Contribution to the eddy viscosity from the shear layer for radial node 13 and downstream distance 04 of turbine 08 |  | (m^2/s)
| EddShrT8N13D5 |  | Contribution to the eddy viscosity from the shear layer for radial node 13 and downstream distance 05 of turbine 08 |  | (m^2/s)
| EddShrT8N13D6 |  | Contribution to the eddy viscosity from the shear layer for radial node 13 and downstream distance 06 of turbine 08 |  | (m^2/s)
| EddShrT8N13D7 |  | Contribution to the eddy viscosity from the shear layer for radial node 13 and downstream distance 07 of turbine 08 |  | (m^2/s)
| EddShrT8N13D8 |  | Contribution to the eddy viscosity from the shear layer for radial node 13 and downstream distance 08 of turbine 08 |  | (m^2/s)
| EddShrT8N13D9 |  | Contribution to the eddy viscosity from the shear layer for radial node 13 and downstream distance 09 of turbine 08 |  | (m^2/s)
| EddShrT8N14D1 |  | Contribution to the eddy viscosity from the shear layer for radial node 14 and downstream distance 01 of turbine 08 |  | (m^2/s)
| EddShrT8N14D2 |  | Contribution to the eddy viscosity from the shear layer for radial node 14 and downstream distance 02 of turbine 08 |  | (m^2/s)
| EddShrT8N14D3 |  | Contribution to the eddy viscosity from the shear layer for radial node 14 and downstream distance 03 of turbine 08 |  | (m^2/s)
| EddShrT8N14D4 |  | Contribution to the eddy viscosity from the shear layer for radial node 14 and downstream distance 04 of turbine 08 |  | (m^2/s)
| EddShrT8N14D5 |  | Contribution to the eddy viscosity from the shear layer for radial node 14 and downstream distance 05 of turbine 08 |  | (m^2/s)
| EddShrT8N14D6 |  | Contribution to the eddy viscosity from the shear layer for radial node 14 and downstream distance 06 of turbine 08 |  | (m^2/s)
| EddShrT8N14D7 |  | Contribution to the eddy viscosity from the shear layer for radial node 14 and downstream distance 07 of turbine 08 |  | (m^2/s)
| EddShrT8N14D8 |  | Contribution to the eddy viscosity from the shear layer for radial node 14 and downstream distance 08 of turbine 08 |  | (m^2/s)
| EddShrT8N14D9 |  | Contribution to the eddy viscosity from the shear layer for radial node 14 and downstream distance 09 of turbine 08 |  | (m^2/s)
| EddShrT8N15D1 |  | Contribution to the eddy viscosity from the shear layer for radial node 15 and downstream distance 01 of turbine 08 |  | (m^2/s)
| EddShrT8N15D2 |  | Contribution to the eddy viscosity from the shear layer for radial node 15 and downstream distance 02 of turbine 08 |  | (m^2/s)
| EddShrT8N15D3 |  | Contribution to the eddy viscosity from the shear layer for radial node 15 and downstream distance 03 of turbine 08 |  | (m^2/s)
| EddShrT8N15D4 |  | Contribution to the eddy viscosity from the shear layer for radial node 15 and downstream distance 04 of turbine 08 |  | (m^2/s)
| EddShrT8N15D5 |  | Contribution to the eddy viscosity from the shear layer for radial node 15 and downstream distance 05 of turbine 08 |  | (m^2/s)
| EddShrT8N15D6 |  | Contribution to the eddy viscosity from the shear layer for radial node 15 and downstream distance 06 of turbine 08 |  | (m^2/s)
| EddShrT8N15D7 |  | Contribution to the eddy viscosity from the shear layer for radial node 15 and downstream distance 07 of turbine 08 |  | (m^2/s)
| EddShrT8N15D8 |  | Contribution to the eddy viscosity from the shear layer for radial node 15 and downstream distance 08 of turbine 08 |  | (m^2/s)
| EddShrT8N15D9 |  | Contribution to the eddy viscosity from the shear layer for radial node 15 and downstream distance 09 of turbine 08 |  | (m^2/s)
| EddShrT8N16D1 |  | Contribution to the eddy viscosity from the shear layer for radial node 16 and downstream distance 01 of turbine 08 |  | (m^2/s)
| EddShrT8N16D2 |  | Contribution to the eddy viscosity from the shear layer for radial node 16 and downstream distance 02 of turbine 08 |  | (m^2/s)
| EddShrT8N16D3 |  | Contribution to the eddy viscosity from the shear layer for radial node 16 and downstream distance 03 of turbine 08 |  | (m^2/s)
| EddShrT8N16D4 |  | Contribution to the eddy viscosity from the shear layer for radial node 16 and downstream distance 04 of turbine 08 |  | (m^2/s)
| EddShrT8N16D5 |  | Contribution to the eddy viscosity from the shear layer for radial node 16 and downstream distance 05 of turbine 08 |  | (m^2/s)
| EddShrT8N16D6 |  | Contribution to the eddy viscosity from the shear layer for radial node 16 and downstream distance 06 of turbine 08 |  | (m^2/s)
| EddShrT8N16D7 |  | Contribution to the eddy viscosity from the shear layer for radial node 16 and downstream distance 07 of turbine 08 |  | (m^2/s)
| EddShrT8N16D8 |  | Contribution to the eddy viscosity from the shear layer for radial node 16 and downstream distance 08 of turbine 08 |  | (m^2/s)
| EddShrT8N16D9 |  | Contribution to the eddy viscosity from the shear layer for radial node 16 and downstream distance 09 of turbine 08 |  | (m^2/s)
| EddShrT8N17D1 |  | Contribution to the eddy viscosity from the shear layer for radial node 17 and downstream distance 01 of turbine 08 |  | (m^2/s)
| EddShrT8N17D2 |  | Contribution to the eddy viscosity from the shear layer for radial node 17 and downstream distance 02 of turbine 08 |  | (m^2/s)
| EddShrT8N17D3 |  | Contribution to the eddy viscosity from the shear layer for radial node 17 and downstream distance 03 of turbine 08 |  | (m^2/s)
| EddShrT8N17D4 |  | Contribution to the eddy viscosity from the shear layer for radial node 17 and downstream distance 04 of turbine 08 |  | (m^2/s)
| EddShrT8N17D5 |  | Contribution to the eddy viscosity from the shear layer for radial node 17 and downstream distance 05 of turbine 08 |  | (m^2/s)
| EddShrT8N17D6 |  | Contribution to the eddy viscosity from the shear layer for radial node 17 and downstream distance 06 of turbine 08 |  | (m^2/s)
| EddShrT8N17D7 |  | Contribution to the eddy viscosity from the shear layer for radial node 17 and downstream distance 07 of turbine 08 |  | (m^2/s)
| EddShrT8N17D8 |  | Contribution to the eddy viscosity from the shear layer for radial node 17 and downstream distance 08 of turbine 08 |  | (m^2/s)
| EddShrT8N17D9 |  | Contribution to the eddy viscosity from the shear layer for radial node 17 and downstream distance 09 of turbine 08 |  | (m^2/s)
| EddShrT8N18D1 |  | Contribution to the eddy viscosity from the shear layer for radial node 18 and downstream distance 01 of turbine 08 |  | (m^2/s)
| EddShrT8N18D2 |  | Contribution to the eddy viscosity from the shear layer for radial node 18 and downstream distance 02 of turbine 08 |  | (m^2/s)
| EddShrT8N18D3 |  | Contribution to the eddy viscosity from the shear layer for radial node 18 and downstream distance 03 of turbine 08 |  | (m^2/s)
| EddShrT8N18D4 |  | Contribution to the eddy viscosity from the shear layer for radial node 18 and downstream distance 04 of turbine 08 |  | (m^2/s)
| EddShrT8N18D5 |  | Contribution to the eddy viscosity from the shear layer for radial node 18 and downstream distance 05 of turbine 08 |  | (m^2/s)
| EddShrT8N18D6 |  | Contribution to the eddy viscosity from the shear layer for radial node 18 and downstream distance 06 of turbine 08 |  | (m^2/s)
| EddShrT8N18D7 |  | Contribution to the eddy viscosity from the shear layer for radial node 18 and downstream distance 07 of turbine 08 |  | (m^2/s)
| EddShrT8N18D8 |  | Contribution to the eddy viscosity from the shear layer for radial node 18 and downstream distance 08 of turbine 08 |  | (m^2/s)
| EddShrT8N18D9 |  | Contribution to the eddy viscosity from the shear layer for radial node 18 and downstream distance 09 of turbine 08 |  | (m^2/s)
| EddShrT8N19D1 |  | Contribution to the eddy viscosity from the shear layer for radial node 19 and downstream distance 01 of turbine 08 |  | (m^2/s)
| EddShrT8N19D2 |  | Contribution to the eddy viscosity from the shear layer for radial node 19 and downstream distance 02 of turbine 08 |  | (m^2/s)
| EddShrT8N19D3 |  | Contribution to the eddy viscosity from the shear layer for radial node 19 and downstream distance 03 of turbine 08 |  | (m^2/s)
| EddShrT8N19D4 |  | Contribution to the eddy viscosity from the shear layer for radial node 19 and downstream distance 04 of turbine 08 |  | (m^2/s)
| EddShrT8N19D5 |  | Contribution to the eddy viscosity from the shear layer for radial node 19 and downstream distance 05 of turbine 08 |  | (m^2/s)
| EddShrT8N19D6 |  | Contribution to the eddy viscosity from the shear layer for radial node 19 and downstream distance 06 of turbine 08 |  | (m^2/s)
| EddShrT8N19D7 |  | Contribution to the eddy viscosity from the shear layer for radial node 19 and downstream distance 07 of turbine 08 |  | (m^2/s)
| EddShrT8N19D8 |  | Contribution to the eddy viscosity from the shear layer for radial node 19 and downstream distance 08 of turbine 08 |  | (m^2/s)
| EddShrT8N19D9 |  | Contribution to the eddy viscosity from the shear layer for radial node 19 and downstream distance 09 of turbine 08 |  | (m^2/s)
| EddShrT8N20D1 |  | Contribution to the eddy viscosity from the shear layer for radial node 20 and downstream distance 01 of turbine 08 |  | (m^2/s)
| EddShrT8N20D2 |  | Contribution to the eddy viscosity from the shear layer for radial node 20 and downstream distance 02 of turbine 08 |  | (m^2/s)
| EddShrT8N20D3 |  | Contribution to the eddy viscosity from the shear layer for radial node 20 and downstream distance 03 of turbine 08 |  | (m^2/s)
| EddShrT8N20D4 |  | Contribution to the eddy viscosity from the shear layer for radial node 20 and downstream distance 04 of turbine 08 |  | (m^2/s)
| EddShrT8N20D5 |  | Contribution to the eddy viscosity from the shear layer for radial node 20 and downstream distance 05 of turbine 08 |  | (m^2/s)
| EddShrT8N20D6 |  | Contribution to the eddy viscosity from the shear layer for radial node 20 and downstream distance 06 of turbine 08 |  | (m^2/s)
| EddShrT8N20D7 |  | Contribution to the eddy viscosity from the shear layer for radial node 20 and downstream distance 07 of turbine 08 |  | (m^2/s)
| EddShrT8N20D8 |  | Contribution to the eddy viscosity from the shear layer for radial node 20 and downstream distance 08 of turbine 08 |  | (m^2/s)
| EddShrT8N20D9 |  | Contribution to the eddy viscosity from the shear layer for radial node 20 and downstream distance 09 of turbine 08 |  | (m^2/s)
| EddShrT9N01D1 |  | Contribution to the eddy viscosity from the shear layer for radial node 01 and downstream distance 01 of turbine 09 |  | (m^2/s)
| EddShrT9N01D2 |  | Contribution to the eddy viscosity from the shear layer for radial node 01 and downstream distance 02 of turbine 09 |  | (m^2/s)
| EddShrT9N01D3 |  | Contribution to the eddy viscosity from the shear layer for radial node 01 and downstream distance 03 of turbine 09 |  | (m^2/s)
| EddShrT9N01D4 |  | Contribution to the eddy viscosity from the shear layer for radial node 01 and downstream distance 04 of turbine 09 |  | (m^2/s)
| EddShrT9N01D5 |  | Contribution to the eddy viscosity from the shear layer for radial node 01 and downstream distance 05 of turbine 09 |  | (m^2/s)
| EddShrT9N01D6 |  | Contribution to the eddy viscosity from the shear layer for radial node 01 and downstream distance 06 of turbine 09 |  | (m^2/s)
| EddShrT9N01D7 |  | Contribution to the eddy viscosity from the shear layer for radial node 01 and downstream distance 07 of turbine 09 |  | (m^2/s)
| EddShrT9N01D8 |  | Contribution to the eddy viscosity from the shear layer for radial node 01 and downstream distance 08 of turbine 09 |  | (m^2/s)
| EddShrT9N01D9 |  | Contribution to the eddy viscosity from the shear layer for radial node 01 and downstream distance 09 of turbine 09 |  | (m^2/s)
| EddShrT9N02D1 |  | Contribution to the eddy viscosity from the shear layer for radial node 02 and downstream distance 01 of turbine 09 |  | (m^2/s)
| EddShrT9N02D2 |  | Contribution to the eddy viscosity from the shear layer for radial node 02 and downstream distance 02 of turbine 09 |  | (m^2/s)
| EddShrT9N02D3 |  | Contribution to the eddy viscosity from the shear layer for radial node 02 and downstream distance 03 of turbine 09 |  | (m^2/s)
| EddShrT9N02D4 |  | Contribution to the eddy viscosity from the shear layer for radial node 02 and downstream distance 04 of turbine 09 |  | (m^2/s)
| EddShrT9N02D5 |  | Contribution to the eddy viscosity from the shear layer for radial node 02 and downstream distance 05 of turbine 09 |  | (m^2/s)
| EddShrT9N02D6 |  | Contribution to the eddy viscosity from the shear layer for radial node 02 and downstream distance 06 of turbine 09 |  | (m^2/s)
| EddShrT9N02D7 |  | Contribution to the eddy viscosity from the shear layer for radial node 02 and downstream distance 07 of turbine 09 |  | (m^2/s)
| EddShrT9N02D8 |  | Contribution to the eddy viscosity from the shear layer for radial node 02 and downstream distance 08 of turbine 09 |  | (m^2/s)
| EddShrT9N02D9 |  | Contribution to the eddy viscosity from the shear layer for radial node 02 and downstream distance 09 of turbine 09 |  | (m^2/s)
| EddShrT9N03D1 |  | Contribution to the eddy viscosity from the shear layer for radial node 03 and downstream distance 01 of turbine 09 |  | (m^2/s)
| EddShrT9N03D2 |  | Contribution to the eddy viscosity from the shear layer for radial node 03 and downstream distance 02 of turbine 09 |  | (m^2/s)
| EddShrT9N03D3 |  | Contribution to the eddy viscosity from the shear layer for radial node 03 and downstream distance 03 of turbine 09 |  | (m^2/s)
| EddShrT9N03D4 |  | Contribution to the eddy viscosity from the shear layer for radial node 03 and downstream distance 04 of turbine 09 |  | (m^2/s)
| EddShrT9N03D5 |  | Contribution to the eddy viscosity from the shear layer for radial node 03 and downstream distance 05 of turbine 09 |  | (m^2/s)
| EddShrT9N03D6 |  | Contribution to the eddy viscosity from the shear layer for radial node 03 and downstream distance 06 of turbine 09 |  | (m^2/s)
| EddShrT9N03D7 |  | Contribution to the eddy viscosity from the shear layer for radial node 03 and downstream distance 07 of turbine 09 |  | (m^2/s)
| EddShrT9N03D8 |  | Contribution to the eddy viscosity from the shear layer for radial node 03 and downstream distance 08 of turbine 09 |  | (m^2/s)
| EddShrT9N03D9 |  | Contribution to the eddy viscosity from the shear layer for radial node 03 and downstream distance 09 of turbine 09 |  | (m^2/s)
| EddShrT9N04D1 |  | Contribution to the eddy viscosity from the shear layer for radial node 04 and downstream distance 01 of turbine 09 |  | (m^2/s)
| EddShrT9N04D2 |  | Contribution to the eddy viscosity from the shear layer for radial node 04 and downstream distance 02 of turbine 09 |  | (m^2/s)
| EddShrT9N04D3 |  | Contribution to the eddy viscosity from the shear layer for radial node 04 and downstream distance 03 of turbine 09 |  | (m^2/s)
| EddShrT9N04D4 |  | Contribution to the eddy viscosity from the shear layer for radial node 04 and downstream distance 04 of turbine 09 |  | (m^2/s)
| EddShrT9N04D5 |  | Contribution to the eddy viscosity from the shear layer for radial node 04 and downstream distance 05 of turbine 09 |  | (m^2/s)
| EddShrT9N04D6 |  | Contribution to the eddy viscosity from the shear layer for radial node 04 and downstream distance 06 of turbine 09 |  | (m^2/s)
| EddShrT9N04D7 |  | Contribution to the eddy viscosity from the shear layer for radial node 04 and downstream distance 07 of turbine 09 |  | (m^2/s)
| EddShrT9N04D8 |  | Contribution to the eddy viscosity from the shear layer for radial node 04 and downstream distance 08 of turbine 09 |  | (m^2/s)
| EddShrT9N04D9 |  | Contribution to the eddy viscosity from the shear layer for radial node 04 and downstream distance 09 of turbine 09 |  | (m^2/s)
| EddShrT9N05D1 |  | Contribution to the eddy viscosity from the shear layer for radial node 05 and downstream distance 01 of turbine 09 |  | (m^2/s)
| EddShrT9N05D2 |  | Contribution to the eddy viscosity from the shear layer for radial node 05 and downstream distance 02 of turbine 09 |  | (m^2/s)
| EddShrT9N05D3 |  | Contribution to the eddy viscosity from the shear layer for radial node 05 and downstream distance 03 of turbine 09 |  | (m^2/s)
| EddShrT9N05D4 |  | Contribution to the eddy viscosity from the shear layer for radial node 05 and downstream distance 04 of turbine 09 |  | (m^2/s)
| EddShrT9N05D5 |  | Contribution to the eddy viscosity from the shear layer for radial node 05 and downstream distance 05 of turbine 09 |  | (m^2/s)
| EddShrT9N05D6 |  | Contribution to the eddy viscosity from the shear layer for radial node 05 and downstream distance 06 of turbine 09 |  | (m^2/s)
| EddShrT9N05D7 |  | Contribution to the eddy viscosity from the shear layer for radial node 05 and downstream distance 07 of turbine 09 |  | (m^2/s)
| EddShrT9N05D8 |  | Contribution to the eddy viscosity from the shear layer for radial node 05 and downstream distance 08 of turbine 09 |  | (m^2/s)
| EddShrT9N05D9 |  | Contribution to the eddy viscosity from the shear layer for radial node 05 and downstream distance 09 of turbine 09 |  | (m^2/s)
| EddShrT9N06D1 |  | Contribution to the eddy viscosity from the shear layer for radial node 06 and downstream distance 01 of turbine 09 |  | (m^2/s)
| EddShrT9N06D2 |  | Contribution to the eddy viscosity from the shear layer for radial node 06 and downstream distance 02 of turbine 09 |  | (m^2/s)
| EddShrT9N06D3 |  | Contribution to the eddy viscosity from the shear layer for radial node 06 and downstream distance 03 of turbine 09 |  | (m^2/s)
| EddShrT9N06D4 |  | Contribution to the eddy viscosity from the shear layer for radial node 06 and downstream distance 04 of turbine 09 |  | (m^2/s)
| EddShrT9N06D5 |  | Contribution to the eddy viscosity from the shear layer for radial node 06 and downstream distance 05 of turbine 09 |  | (m^2/s)
| EddShrT9N06D6 |  | Contribution to the eddy viscosity from the shear layer for radial node 06 and downstream distance 06 of turbine 09 |  | (m^2/s)
| EddShrT9N06D7 |  | Contribution to the eddy viscosity from the shear layer for radial node 06 and downstream distance 07 of turbine 09 |  | (m^2/s)
| EddShrT9N06D8 |  | Contribution to the eddy viscosity from the shear layer for radial node 06 and downstream distance 08 of turbine 09 |  | (m^2/s)
| EddShrT9N06D9 |  | Contribution to the eddy viscosity from the shear layer for radial node 06 and downstream distance 09 of turbine 09 |  | (m^2/s)
| EddShrT9N07D1 |  | Contribution to the eddy viscosity from the shear layer for radial node 07 and downstream distance 01 of turbine 09 |  | (m^2/s)
| EddShrT9N07D2 |  | Contribution to the eddy viscosity from the shear layer for radial node 07 and downstream distance 02 of turbine 09 |  | (m^2/s)
| EddShrT9N07D3 |  | Contribution to the eddy viscosity from the shear layer for radial node 07 and downstream distance 03 of turbine 09 |  | (m^2/s)
| EddShrT9N07D4 |  | Contribution to the eddy viscosity from the shear layer for radial node 07 and downstream distance 04 of turbine 09 |  | (m^2/s)
| EddShrT9N07D5 |  | Contribution to the eddy viscosity from the shear layer for radial node 07 and downstream distance 05 of turbine 09 |  | (m^2/s)
| EddShrT9N07D6 |  | Contribution to the eddy viscosity from the shear layer for radial node 07 and downstream distance 06 of turbine 09 |  | (m^2/s)
| EddShrT9N07D7 |  | Contribution to the eddy viscosity from the shear layer for radial node 07 and downstream distance 07 of turbine 09 |  | (m^2/s)
| EddShrT9N07D8 |  | Contribution to the eddy viscosity from the shear layer for radial node 07 and downstream distance 08 of turbine 09 |  | (m^2/s)
| EddShrT9N07D9 |  | Contribution to the eddy viscosity from the shear layer for radial node 07 and downstream distance 09 of turbine 09 |  | (m^2/s)
| EddShrT9N08D1 |  | Contribution to the eddy viscosity from the shear layer for radial node 08 and downstream distance 01 of turbine 09 |  | (m^2/s)
| EddShrT9N08D2 |  | Contribution to the eddy viscosity from the shear layer for radial node 08 and downstream distance 02 of turbine 09 |  | (m^2/s)
| EddShrT9N08D3 |  | Contribution to the eddy viscosity from the shear layer for radial node 08 and downstream distance 03 of turbine 09 |  | (m^2/s)
| EddShrT9N08D4 |  | Contribution to the eddy viscosity from the shear layer for radial node 08 and downstream distance 04 of turbine 09 |  | (m^2/s)
| EddShrT9N08D5 |  | Contribution to the eddy viscosity from the shear layer for radial node 08 and downstream distance 05 of turbine 09 |  | (m^2/s)
| EddShrT9N08D6 |  | Contribution to the eddy viscosity from the shear layer for radial node 08 and downstream distance 06 of turbine 09 |  | (m^2/s)
| EddShrT9N08D7 |  | Contribution to the eddy viscosity from the shear layer for radial node 08 and downstream distance 07 of turbine 09 |  | (m^2/s)
| EddShrT9N08D8 |  | Contribution to the eddy viscosity from the shear layer for radial node 08 and downstream distance 08 of turbine 09 |  | (m^2/s)
| EddShrT9N08D9 |  | Contribution to the eddy viscosity from the shear layer for radial node 08 and downstream distance 09 of turbine 09 |  | (m^2/s)
| EddShrT9N09D1 |  | Contribution to the eddy viscosity from the shear layer for radial node 09 and downstream distance 01 of turbine 09 |  | (m^2/s)
| EddShrT9N09D2 |  | Contribution to the eddy viscosity from the shear layer for radial node 09 and downstream distance 02 of turbine 09 |  | (m^2/s)
| EddShrT9N09D3 |  | Contribution to the eddy viscosity from the shear layer for radial node 09 and downstream distance 03 of turbine 09 |  | (m^2/s)
| EddShrT9N09D4 |  | Contribution to the eddy viscosity from the shear layer for radial node 09 and downstream distance 04 of turbine 09 |  | (m^2/s)
| EddShrT9N09D5 |  | Contribution to the eddy viscosity from the shear layer for radial node 09 and downstream distance 05 of turbine 09 |  | (m^2/s)
| EddShrT9N09D6 |  | Contribution to the eddy viscosity from the shear layer for radial node 09 and downstream distance 06 of turbine 09 |  | (m^2/s)
| EddShrT9N09D7 |  | Contribution to the eddy viscosity from the shear layer for radial node 09 and downstream distance 07 of turbine 09 |  | (m^2/s)
| EddShrT9N09D8 |  | Contribution to the eddy viscosity from the shear layer for radial node 09 and downstream distance 08 of turbine 09 |  | (m^2/s)
| EddShrT9N09D9 |  | Contribution to the eddy viscosity from the shear layer for radial node 09 and downstream distance 09 of turbine 09 |  | (m^2/s)
| EddShrT9N10D1 |  | Contribution to the eddy viscosity from the shear layer for radial node 10 and downstream distance 01 of turbine 09 |  | (m^2/s)
| EddShrT9N10D2 |  | Contribution to the eddy viscosity from the shear layer for radial node 10 and downstream distance 02 of turbine 09 |  | (m^2/s)
| EddShrT9N10D3 |  | Contribution to the eddy viscosity from the shear layer for radial node 10 and downstream distance 03 of turbine 09 |  | (m^2/s)
| EddShrT9N10D4 |  | Contribution to the eddy viscosity from the shear layer for radial node 10 and downstream distance 04 of turbine 09 |  | (m^2/s)
| EddShrT9N10D5 |  | Contribution to the eddy viscosity from the shear layer for radial node 10 and downstream distance 05 of turbine 09 |  | (m^2/s)
| EddShrT9N10D6 |  | Contribution to the eddy viscosity from the shear layer for radial node 10 and downstream distance 06 of turbine 09 |  | (m^2/s)
| EddShrT9N10D7 |  | Contribution to the eddy viscosity from the shear layer for radial node 10 and downstream distance 07 of turbine 09 |  | (m^2/s)
| EddShrT9N10D8 |  | Contribution to the eddy viscosity from the shear layer for radial node 10 and downstream distance 08 of turbine 09 |  | (m^2/s)
| EddShrT9N10D9 |  | Contribution to the eddy viscosity from the shear layer for radial node 10 and downstream distance 09 of turbine 09 |  | (m^2/s)
| EddShrT9N11D1 |  | Contribution to the eddy viscosity from the shear layer for radial node 11 and downstream distance 01 of turbine 09 |  | (m^2/s)
| EddShrT9N11D2 |  | Contribution to the eddy viscosity from the shear layer for radial node 11 and downstream distance 02 of turbine 09 |  | (m^2/s)
| EddShrT9N11D3 |  | Contribution to the eddy viscosity from the shear layer for radial node 11 and downstream distance 03 of turbine 09 |  | (m^2/s)
| EddShrT9N11D4 |  | Contribution to the eddy viscosity from the shear layer for radial node 11 and downstream distance 04 of turbine 09 |  | (m^2/s)
| EddShrT9N11D5 |  | Contribution to the eddy viscosity from the shear layer for radial node 11 and downstream distance 05 of turbine 09 |  | (m^2/s)
| EddShrT9N11D6 |  | Contribution to the eddy viscosity from the shear layer for radial node 11 and downstream distance 06 of turbine 09 |  | (m^2/s)
| EddShrT9N11D7 |  | Contribution to the eddy viscosity from the shear layer for radial node 11 and downstream distance 07 of turbine 09 |  | (m^2/s)
| EddShrT9N11D8 |  | Contribution to the eddy viscosity from the shear layer for radial node 11 and downstream distance 08 of turbine 09 |  | (m^2/s)
| EddShrT9N11D9 |  | Contribution to the eddy viscosity from the shear layer for radial node 11 and downstream distance 09 of turbine 09 |  | (m^2/s)
| EddShrT9N12D1 |  | Contribution to the eddy viscosity from the shear layer for radial node 12 and downstream distance 01 of turbine 09 |  | (m^2/s)
| EddShrT9N12D2 |  | Contribution to the eddy viscosity from the shear layer for radial node 12 and downstream distance 02 of turbine 09 |  | (m^2/s)
| EddShrT9N12D3 |  | Contribution to the eddy viscosity from the shear layer for radial node 12 and downstream distance 03 of turbine 09 |  | (m^2/s)
| EddShrT9N12D4 |  | Contribution to the eddy viscosity from the shear layer for radial node 12 and downstream distance 04 of turbine 09 |  | (m^2/s)
| EddShrT9N12D5 |  | Contribution to the eddy viscosity from the shear layer for radial node 12 and downstream distance 05 of turbine 09 |  | (m^2/s)
| EddShrT9N12D6 |  | Contribution to the eddy viscosity from the shear layer for radial node 12 and downstream distance 06 of turbine 09 |  | (m^2/s)
| EddShrT9N12D7 |  | Contribution to the eddy viscosity from the shear layer for radial node 12 and downstream distance 07 of turbine 09 |  | (m^2/s)
| EddShrT9N12D8 |  | Contribution to the eddy viscosity from the shear layer for radial node 12 and downstream distance 08 of turbine 09 |  | (m^2/s)
| EddShrT9N12D9 |  | Contribution to the eddy viscosity from the shear layer for radial node 12 and downstream distance 09 of turbine 09 |  | (m^2/s)
| EddShrT9N13D1 |  | Contribution to the eddy viscosity from the shear layer for radial node 13 and downstream distance 01 of turbine 09 |  | (m^2/s)
| EddShrT9N13D2 |  | Contribution to the eddy viscosity from the shear layer for radial node 13 and downstream distance 02 of turbine 09 |  | (m^2/s)
| EddShrT9N13D3 |  | Contribution to the eddy viscosity from the shear layer for radial node 13 and downstream distance 03 of turbine 09 |  | (m^2/s)
| EddShrT9N13D4 |  | Contribution to the eddy viscosity from the shear layer for radial node 13 and downstream distance 04 of turbine 09 |  | (m^2/s)
| EddShrT9N13D5 |  | Contribution to the eddy viscosity from the shear layer for radial node 13 and downstream distance 05 of turbine 09 |  | (m^2/s)
| EddShrT9N13D6 |  | Contribution to the eddy viscosity from the shear layer for radial node 13 and downstream distance 06 of turbine 09 |  | (m^2/s)
| EddShrT9N13D7 |  | Contribution to the eddy viscosity from the shear layer for radial node 13 and downstream distance 07 of turbine 09 |  | (m^2/s)
| EddShrT9N13D8 |  | Contribution to the eddy viscosity from the shear layer for radial node 13 and downstream distance 08 of turbine 09 |  | (m^2/s)
| EddShrT9N13D9 |  | Contribution to the eddy viscosity from the shear layer for radial node 13 and downstream distance 09 of turbine 09 |  | (m^2/s)
| EddShrT9N14D1 |  | Contribution to the eddy viscosity from the shear layer for radial node 14 and downstream distance 01 of turbine 09 |  | (m^2/s)
| EddShrT9N14D2 |  | Contribution to the eddy viscosity from the shear layer for radial node 14 and downstream distance 02 of turbine 09 |  | (m^2/s)
| EddShrT9N14D3 |  | Contribution to the eddy viscosity from the shear layer for radial node 14 and downstream distance 03 of turbine 09 |  | (m^2/s)
| EddShrT9N14D4 |  | Contribution to the eddy viscosity from the shear layer for radial node 14 and downstream distance 04 of turbine 09 |  | (m^2/s)
| EddShrT9N14D5 |  | Contribution to the eddy viscosity from the shear layer for radial node 14 and downstream distance 05 of turbine 09 |  | (m^2/s)
| EddShrT9N14D6 |  | Contribution to the eddy viscosity from the shear layer for radial node 14 and downstream distance 06 of turbine 09 |  | (m^2/s)
| EddShrT9N14D7 |  | Contribution to the eddy viscosity from the shear layer for radial node 14 and downstream distance 07 of turbine 09 |  | (m^2/s)
| EddShrT9N14D8 |  | Contribution to the eddy viscosity from the shear layer for radial node 14 and downstream distance 08 of turbine 09 |  | (m^2/s)
| EddShrT9N14D9 |  | Contribution to the eddy viscosity from the shear layer for radial node 14 and downstream distance 09 of turbine 09 |  | (m^2/s)
| EddShrT9N15D1 |  | Contribution to the eddy viscosity from the shear layer for radial node 15 and downstream distance 01 of turbine 09 |  | (m^2/s)
| EddShrT9N15D2 |  | Contribution to the eddy viscosity from the shear layer for radial node 15 and downstream distance 02 of turbine 09 |  | (m^2/s)
| EddShrT9N15D3 |  | Contribution to the eddy viscosity from the shear layer for radial node 15 and downstream distance 03 of turbine 09 |  | (m^2/s)
| EddShrT9N15D4 |  | Contribution to the eddy viscosity from the shear layer for radial node 15 and downstream distance 04 of turbine 09 |  | (m^2/s)
| EddShrT9N15D5 |  | Contribution to the eddy viscosity from the shear layer for radial node 15 and downstream distance 05 of turbine 09 |  | (m^2/s)
| EddShrT9N15D6 |  | Contribution to the eddy viscosity from the shear layer for radial node 15 and downstream distance 06 of turbine 09 |  | (m^2/s)
| EddShrT9N15D7 |  | Contribution to the eddy viscosity from the shear layer for radial node 15 and downstream distance 07 of turbine 09 |  | (m^2/s)
| EddShrT9N15D8 |  | Contribution to the eddy viscosity from the shear layer for radial node 15 and downstream distance 08 of turbine 09 |  | (m^2/s)
| EddShrT9N15D9 |  | Contribution to the eddy viscosity from the shear layer for radial node 15 and downstream distance 09 of turbine 09 |  | (m^2/s)
| EddShrT9N16D1 |  | Contribution to the eddy viscosity from the shear layer for radial node 16 and downstream distance 01 of turbine 09 |  | (m^2/s)
| EddShrT9N16D2 |  | Contribution to the eddy viscosity from the shear layer for radial node 16 and downstream distance 02 of turbine 09 |  | (m^2/s)
| EddShrT9N16D3 |  | Contribution to the eddy viscosity from the shear layer for radial node 16 and downstream distance 03 of turbine 09 |  | (m^2/s)
| EddShrT9N16D4 |  | Contribution to the eddy viscosity from the shear layer for radial node 16 and downstream distance 04 of turbine 09 |  | (m^2/s)
| EddShrT9N16D5 |  | Contribution to the eddy viscosity from the shear layer for radial node 16 and downstream distance 05 of turbine 09 |  | (m^2/s)
| EddShrT9N16D6 |  | Contribution to the eddy viscosity from the shear layer for radial node 16 and downstream distance 06 of turbine 09 |  | (m^2/s)
| EddShrT9N16D7 |  | Contribution to the eddy viscosity from the shear layer for radial node 16 and downstream distance 07 of turbine 09 |  | (m^2/s)
| EddShrT9N16D8 |  | Contribution to the eddy viscosity from the shear layer for radial node 16 and downstream distance 08 of turbine 09 |  | (m^2/s)
| EddShrT9N16D9 |  | Contribution to the eddy viscosity from the shear layer for radial node 16 and downstream distance 09 of turbine 09 |  | (m^2/s)
| EddShrT9N17D1 |  | Contribution to the eddy viscosity from the shear layer for radial node 17 and downstream distance 01 of turbine 09 |  | (m^2/s)
| EddShrT9N17D2 |  | Contribution to the eddy viscosity from the shear layer for radial node 17 and downstream distance 02 of turbine 09 |  | (m^2/s)
| EddShrT9N17D3 |  | Contribution to the eddy viscosity from the shear layer for radial node 17 and downstream distance 03 of turbine 09 |  | (m^2/s)
| EddShrT9N17D4 |  | Contribution to the eddy viscosity from the shear layer for radial node 17 and downstream distance 04 of turbine 09 |  | (m^2/s)
| EddShrT9N17D5 |  | Contribution to the eddy viscosity from the shear layer for radial node 17 and downstream distance 05 of turbine 09 |  | (m^2/s)
| EddShrT9N17D6 |  | Contribution to the eddy viscosity from the shear layer for radial node 17 and downstream distance 06 of turbine 09 |  | (m^2/s)
| EddShrT9N17D7 |  | Contribution to the eddy viscosity from the shear layer for radial node 17 and downstream distance 07 of turbine 09 |  | (m^2/s)
| EddShrT9N17D8 |  | Contribution to the eddy viscosity from the shear layer for radial node 17 and downstream distance 08 of turbine 09 |  | (m^2/s)
| EddShrT9N17D9 |  | Contribution to the eddy viscosity from the shear layer for radial node 17 and downstream distance 09 of turbine 09 |  | (m^2/s)
| EddShrT9N18D1 |  | Contribution to the eddy viscosity from the shear layer for radial node 18 and downstream distance 01 of turbine 09 |  | (m^2/s)
| EddShrT9N18D2 |  | Contribution to the eddy viscosity from the shear layer for radial node 18 and downstream distance 02 of turbine 09 |  | (m^2/s)
| EddShrT9N18D3 |  | Contribution to the eddy viscosity from the shear layer for radial node 18 and downstream distance 03 of turbine 09 |  | (m^2/s)
| EddShrT9N18D4 |  | Contribution to the eddy viscosity from the shear layer for radial node 18 and downstream distance 04 of turbine 09 |  | (m^2/s)
| EddShrT9N18D5 |  | Contribution to the eddy viscosity from the shear layer for radial node 18 and downstream distance 05 of turbine 09 |  | (m^2/s)
| EddShrT9N18D6 |  | Contribution to the eddy viscosity from the shear layer for radial node 18 and downstream distance 06 of turbine 09 |  | (m^2/s)
| EddShrT9N18D7 |  | Contribution to the eddy viscosity from the shear layer for radial node 18 and downstream distance 07 of turbine 09 |  | (m^2/s)
| EddShrT9N18D8 |  | Contribution to the eddy viscosity from the shear layer for radial node 18 and downstream distance 08 of turbine 09 |  | (m^2/s)
| EddShrT9N18D9 |  | Contribution to the eddy viscosity from the shear layer for radial node 18 and downstream distance 09 of turbine 09 |  | (m^2/s)
| EddShrT9N19D1 |  | Contribution to the eddy viscosity from the shear layer for radial node 19 and downstream distance 01 of turbine 09 |  | (m^2/s)
| EddShrT9N19D2 |  | Contribution to the eddy viscosity from the shear layer for radial node 19 and downstream distance 02 of turbine 09 |  | (m^2/s)
| EddShrT9N19D3 |  | Contribution to the eddy viscosity from the shear layer for radial node 19 and downstream distance 03 of turbine 09 |  | (m^2/s)
| EddShrT9N19D4 |  | Contribution to the eddy viscosity from the shear layer for radial node 19 and downstream distance 04 of turbine 09 |  | (m^2/s)
| EddShrT9N19D5 |  | Contribution to the eddy viscosity from the shear layer for radial node 19 and downstream distance 05 of turbine 09 |  | (m^2/s)
| EddShrT9N19D6 |  | Contribution to the eddy viscosity from the shear layer for radial node 19 and downstream distance 06 of turbine 09 |  | (m^2/s)
| EddShrT9N19D7 |  | Contribution to the eddy viscosity from the shear layer for radial node 19 and downstream distance 07 of turbine 09 |  | (m^2/s)
| EddShrT9N19D8 |  | Contribution to the eddy viscosity from the shear layer for radial node 19 and downstream distance 08 of turbine 09 |  | (m^2/s)
| EddShrT9N19D9 |  | Contribution to the eddy viscosity from the shear layer for radial node 19 and downstream distance 09 of turbine 09 |  | (m^2/s)
| EddShrT9N20D1 |  | Contribution to the eddy viscosity from the shear layer for radial node 20 and downstream distance 01 of turbine 09 |  | (m^2/s)
| EddShrT9N20D2 |  | Contribution to the eddy viscosity from the shear layer for radial node 20 and downstream distance 02 of turbine 09 |  | (m^2/s)
| EddShrT9N20D3 |  | Contribution to the eddy viscosity from the shear layer for radial node 20 and downstream distance 03 of turbine 09 |  | (m^2/s)
| EddShrT9N20D4 |  | Contribution to the eddy viscosity from the shear layer for radial node 20 and downstream distance 04 of turbine 09 |  | (m^2/s)
| EddShrT9N20D5 |  | Contribution to the eddy viscosity from the shear layer for radial node 20 and downstream distance 05 of turbine 09 |  | (m^2/s)
| EddShrT9N20D6 |  | Contribution to the eddy viscosity from the shear layer for radial node 20 and downstream distance 06 of turbine 09 |  | (m^2/s)
| EddShrT9N20D7 |  | Contribution to the eddy viscosity from the shear layer for radial node 20 and downstream distance 07 of turbine 09 |  | (m^2/s)
| EddShrT9N20D8 |  | Contribution to the eddy viscosity from the shear layer for radial node 20 and downstream distance 08 of turbine 09 |  | (m^2/s)
| EddShrT9N20D9 |  | Contribution to the eddy viscosity from the shear layer for radial node 20 and downstream distance 09 of turbine 09 |  | (m^2/s)
Ambient Wind Velocity
| W1VAmbX |  | X-component of the ambient wind velocity (not including wakes) for point 01 in global coordinates (from the low-resolution domain) |  | (m/s)
| W2VAmbX |  | X-component of the ambient wind velocity (not including wakes) for point 02 in global coordinates (from the low-resolution domain) |  | (m/s)
| W3VAmbX |  | X-component of the ambient wind velocity (not including wakes) for point 03 in global coordinates (from the low-resolution domain) |  | (m/s)
| W4VAmbX |  | X-component of the ambient wind velocity (not including wakes) for point 04 in global coordinates (from the low-resolution domain) |  | (m/s)
| W5VAmbX |  | X-component of the ambient wind velocity (not including wakes) for point 05 in global coordinates (from the low-resolution domain) |  | (m/s)
| W6VAmbX |  | X-component of the ambient wind velocity (not including wakes) for point 06 in global coordinates (from the low-resolution domain) |  | (m/s)
| W7VAmbX |  | X-component of the ambient wind velocity (not including wakes) for point 07 in global coordinates (from the low-resolution domain) |  | (m/s)
| W8VAmbX |  | X-component of the ambient wind velocity (not including wakes) for point 08 in global coordinates (from the low-resolution domain) |  | (m/s)
| W9VAmbX |  | X-component of the ambient wind velocity (not including wakes) for point 09 in global coordinates (from the low-resolution domain) |  | (m/s)
| W1VAmbY |  | Y-component of the ambient wind velocity (not including wakes) for point 01 in global coordinates (from the low-resolution domain) |  | (m/s)
| W2VAmbY |  | Y-component of the ambient wind velocity (not including wakes) for point 02 in global coordinates (from the low-resolution domain) |  | (m/s)
| W3VAmbY |  | Y-component of the ambient wind velocity (not including wakes) for point 03 in global coordinates (from the low-resolution domain) |  | (m/s)
| W4VAmbY |  | Y-component of the ambient wind velocity (not including wakes) for point 04 in global coordinates (from the low-resolution domain) |  | (m/s)
| W5VAmbY |  | Y-component of the ambient wind velocity (not including wakes) for point 05 in global coordinates (from the low-resolution domain) |  | (m/s)
| W6VAmbY |  | Y-component of the ambient wind velocity (not including wakes) for point 06 in global coordinates (from the low-resolution domain) |  | (m/s)
| W7VAmbY |  | Y-component of the ambient wind velocity (not including wakes) for point 07 in global coordinates (from the low-resolution domain) |  | (m/s)
| W8VAmbY |  | Y-component of the ambient wind velocity (not including wakes) for point 08 in global coordinates (from the low-resolution domain) |  | (m/s)
| W9VAmbY |  | Y-component of the ambient wind velocity (not including wakes) for point 09 in global coordinates (from the low-resolution domain) |  | (m/s)
| W1VAmbZ |  | Z-component of the ambient wind velocity (not including wakes) for point 01 in global coordinates (from the low-resolution domain) |  | (m/s)
| W2VAmbZ |  | Z-component of the ambient wind velocity (not including wakes) for point 02 in global coordinates (from the low-resolution domain) |  | (m/s)
| W3VAmbZ |  | Z-component of the ambient wind velocity (not including wakes) for point 03 in global coordinates (from the low-resolution domain) |  | (m/s)
| W4VAmbZ |  | Z-component of the ambient wind velocity (not including wakes) for point 04 in global coordinates (from the low-resolution domain) |  | (m/s)
| W5VAmbZ |  | Z-component of the ambient wind velocity (not including wakes) for point 05 in global coordinates (from the low-resolution domain) |  | (m/s)
| W6VAmbZ |  | Z-component of the ambient wind velocity (not including wakes) for point 06 in global coordinates (from the low-resolution domain) |  | (m/s)
| W7VAmbZ |  | Z-component of the ambient wind velocity (not including wakes) for point 07 in global coordinates (from the low-resolution domain) |  | (m/s)
| W8VAmbZ |  | Z-component of the ambient wind velocity (not including wakes) for point 08 in global coordinates (from the low-resolution domain) |  | (m/s)
| W9VAmbZ |  | Z-component of the ambient wind velocity (not including wakes) for point 09 in global coordinates (from the low-resolution domain) |  | (m/s)
Disturbed Wind Velocity
| W1VDisX |  | X-component of the disturbed wind velocity (including wakes) for point 01 in global coordinates (from the low-resolution domain) |  | (m/s)
| W2VDisX |  | X-component of the disturbed wind velocity (including wakes) for point 02 in global coordinates (from the low-resolution domain) |  | (m/s)
| W3VDisX |  | X-component of the disturbed wind velocity (including wakes) for point 03 in global coordinates (from the low-resolution domain) |  | (m/s)
| W4VDisX |  | X-component of the disturbed wind velocity (including wakes) for point 04 in global coordinates (from the low-resolution domain) |  | (m/s)
| W5VDisX |  | X-component of the disturbed wind velocity (including wakes) for point 05 in global coordinates (from the low-resolution domain) |  | (m/s)
| W6VDisX |  | X-component of the disturbed wind velocity (including wakes) for point 06 in global coordinates (from the low-resolution domain) |  | (m/s)
| W7VDisX |  | X-component of the disturbed wind velocity (including wakes) for point 07 in global coordinates (from the low-resolution domain) |  | (m/s)
| W8VDisX |  | X-component of the disturbed wind velocity (including wakes) for point 08 in global coordinates (from the low-resolution domain) |  | (m/s)
| W9VDisX |  | X-component of the disturbed wind velocity (including wakes) for point 09 in global coordinates (from the low-resolution domain) |  | (m/s)
| W1VDisY |  | Y-component of the disturbed wind velocity (including wakes) for point 01 in global coordinates (from the low-resolution domain) |  | (m/s)
| W2VDisY |  | Y-component of the disturbed wind velocity (including wakes) for point 02 in global coordinates (from the low-resolution domain) |  | (m/s)
| W3VDisY |  | Y-component of the disturbed wind velocity (including wakes) for point 03 in global coordinates (from the low-resolution domain) |  | (m/s)
| W4VDisY |  | Y-component of the disturbed wind velocity (including wakes) for point 04 in global coordinates (from the low-resolution domain) |  | (m/s)
| W5VDisY |  | Y-component of the disturbed wind velocity (including wakes) for point 05 in global coordinates (from the low-resolution domain) |  | (m/s)
| W6VDisY |  | Y-component of the disturbed wind velocity (including wakes) for point 06 in global coordinates (from the low-resolution domain) |  | (m/s)
| W7VDisY |  | Y-component of the disturbed wind velocity (including wakes) for point 07 in global coordinates (from the low-resolution domain) |  | (m/s)
| W8VDisY |  | Y-component of the disturbed wind velocity (including wakes) for point 08 in global coordinates (from the low-resolution domain) |  | (m/s)
| W9VDisY |  | Y-component of the disturbed wind velocity (including wakes) for point 09 in global coordinates (from the low-resolution domain) |  | (m/s)
| W1VDisZ |  | Z-component of the disturbed wind velocity (including wakes) for point 01 in global coordinates (from the low-resolution domain) |  | (m/s)
| W2VDisZ |  | Z-component of the disturbed wind velocity (including wakes) for point 02 in global coordinates (from the low-resolution domain) |  | (m/s)
| W3VDisZ |  | Z-component of the disturbed wind velocity (including wakes) for point 03 in global coordinates (from the low-resolution domain) |  | (m/s)
| W4VDisZ |  | Z-component of the disturbed wind velocity (including wakes) for point 04 in global coordinates (from the low-resolution domain) |  | (m/s)
| W5VDisZ |  | Z-component of the disturbed wind velocity (including wakes) for point 05 in global coordinates (from the low-resolution domain) |  | (m/s)
| W6VDisZ |  | Z-component of the disturbed wind velocity (including wakes) for point 06 in global coordinates (from the low-resolution domain) |  | (m/s)
| W7VDisZ |  | Z-component of the disturbed wind velocity (including wakes) for point 07 in global coordinates (from the low-resolution domain) |  | (m/s)
| W8VDisZ |  | Z-component of the disturbed wind velocity (including wakes) for point 08 in global coordinates (from the low-resolution domain) |  | (m/s)
| W9VDisZ |  | Z-component of the disturbed wind velocity (including wakes) for point 09 in global coordinates (from the low-resolution domain) |  | (m/s)

## InflowWind
Category | Name | Other Name(s) | Description | Convention | Units | Invalid Channel Criteria
Wind Motions
| Wind1VelX |  | X component of wind at user selected wind point 1 | Directed along the xi-axis | (m/s)
| Wind1VelY |  | Y component of wind at user selected wind point 1 | Directed along the yi-axis | (m/s)
| Wind1VelZ |  | Z component of wind at user selected wind point 1 | Directed along the zi-axis | (m/s)
| Wind2VelX |  | X component of wind at user selected wind point 2 | Directed along the xi-axis | (m/s)
| Wind2VelY |  | Y component of wind at user selected wind point 2 | Directed along the yi-axis | (m/s)
| Wind2VelZ |  | Z component of wind at user selected wind point 2 | Directed along the zi-axis | (m/s)
| Wind3VelX |  | X component of wind at user selected wind point 3 | Directed along the xi-axis | (m/s)
| Wind3VelY |  | Y component of wind at user selected wind point 3 | Directed along the yi-axis | (m/s)
| Wind3VelZ |  | Z component of wind at user selected wind point 3 | Directed along the zi-axis | (m/s)
| Wind4VelX |  | X component of wind at user selected wind point 4 | Directed along the xi-axis | (m/s)
| Wind4VelY |  | Y component of wind at user selected wind point 4 | Directed along the yi-axis | (m/s)
| Wind4VelZ |  | Z component of wind at user selected wind point 4 | Directed along the zi-axis | (m/s)
| Wind5VelX |  | X component of wind at user selected wind point 5 | Directed along the xi-axis | (m/s)
| Wind5VelY |  | Y component of wind at user selected wind point 5 | Directed along the yi-axis | (m/s)
| Wind5VelZ |  | Z component of wind at user selected wind point 5 | Directed along the zi-axis | (m/s)
| Wind6VelX |  | X component of wind at user selected wind point 6 | Directed along the xi-axis | (m/s)
| Wind6VelY |  | Y component of wind at user selected wind point 6 | Directed along the yi-axis | (m/s)
| Wind6VelZ |  | Z component of wind at user selected wind point 6 | Directed along the zi-axis | (m/s)
| Wind7VelX |  | X component of wind at user selected wind point 7 | Directed along the xi-axis | (m/s)
| Wind7VelY |  | Y component of wind at user selected wind point 7 | Directed along the yi-axis | (m/s)
| Wind7VelZ |  | Z component of wind at user selected wind point 7 | Directed along the zi-axis | (m/s)
| Wind8VelX |  | X component of wind at user selected wind point 8 | Directed along the xi-axis | (m/s)
| Wind8VelY |  | Y component of wind at user selected wind point 8 | Directed along the yi-axis | (m/s)
| Wind8VelZ |  | Z component of wind at user selected wind point 8 | Directed along the zi-axis | (m/s)
| Wind9VelX |  | X component of wind at user selected wind point 9 | Directed along the xi-axis | (m/s)
| Wind9VelY |  | Y component of wind at user selected wind point 9 | Directed along the yi-axis | (m/s)
| Wind9VelZ |  | Z component of wind at user selected wind point 9 | Directed along the zi-axis | (m/s)
| WindHubVelX |  | X component of wind at (moving) hub point | Directed along the xi-axis | (m/s)
| WindHubVelY |  | Y component of wind at (moving) hub point | Directed along the yi-axis | (m/s)
| WindHubVelZ |  | Z component of wind at (moving) hub point | Directed along the zi-axis | (m/s)
| WindDiskVelX |  | Disk-average X component of wind (at 70% span) | Directed along the xi-axis | (m/s)
| WindDiskVelY |  | Disk-average Y component of wind (at 70% span) | Directed along the yi-axis | (m/s)
| WindDiskVelZ |  | Disk-average Z component of wind (at 70% span) | Directed along the zi-axis | (m/s)
Wind Magnitude and Direction
| Wind1VelXY |  | XY (horizontal) wind magnitude at user selected wind point 1 |  | (m/s)
| Wind2VelXY |  | XY (horizontal) wind magnitude at user selected wind point 2 |  | (m/s)
| Wind3VelXY |  | XY (horizontal) wind magnitude at user selected wind point 3 |  | (m/s)
| Wind4VelXY |  | XY (horizontal) wind magnitude at user selected wind point 4 |  | (m/s)
| Wind5VelXY |  | XY (horizontal) wind magnitude at user selected wind point 5 |  | (m/s)
| Wind6VelXY |  | XY (horizontal) wind magnitude at user selected wind point 6 |  | (m/s)
| Wind7VelXY |  | XY (horizontal) wind magnitude at user selected wind point 7 |  | (m/s)
| Wind8VelXY |  | XY (horizontal) wind magnitude at user selected wind point 8 |  | (m/s)
| Wind9VelXY |  | XY (horizontal) wind magnitude at user selected wind point 9 |  | (m/s)
| WindHubVelXY |  | XY (horizontal) component of wind at (moving) hub point |  | (m/s)
| WindDiskVelXY |  | XY (horizontal) component of disk-average wind (at 70% span) |  | (m/s)
| Wind1VelMag |  | wind magnitude at user selected wind point 1 |  | (m/s)
| Wind2VelMag |  | wind magnitude at user selected wind point 2 |  | (m/s)
| Wind3VelMag |  | wind magnitude at user selected wind point 3 |  | (m/s)
| Wind4VelMag |  | wind magnitude at user selected wind point 4 |  | (m/s)
| Wind5VelMag |  | wind magnitude at user selected wind point 5 |  | (m/s)
| Wind6VelMag |  | wind magnitude at user selected wind point 6 |  | (m/s)
| Wind7VelMag |  | wind magnitude at user selected wind point 7 |  | (m/s)
| Wind8VelMag |  | wind magnitude at user selected wind point 8 |  | (m/s)
| Wind9VelMag |  | wind magnitude at user selected wind point 9 |  | (m/s)
| WindHubVelMag |  | wind magnitude at (moving) hub point |  | (m/s)
| WindDiskVelMag |  | wind magnitude of disk-average wind (at 70% span) |  | (m/s)
| Wind1AngXY |  | Angle between X and Y wind velocity components at user selected wind point 1 |  | (deg)
| Wind2AngXY |  | Angle between X and Y wind velocity components at user selected wind point 2 |  | (deg)
| Wind3AngXY |  | Angle between X and Y wind velocity components at user selected wind point 3 |  | (deg)
| Wind4AngXY |  | Angle between X and Y wind velocity components at user selected wind point 4 |  | (deg)
| Wind5AngXY |  | Angle between X and Y wind velocity components at user selected wind point 5 |  | (deg)
| Wind6AngXY |  | Angle between X and Y wind velocity components at user selected wind point 6 |  | (deg)
| Wind7AngXY |  | Angle between X and Y wind velocity components at user selected wind point 7 |  | (deg)
| Wind8AngXY |  | Angle between X and Y wind velocity components at user selected wind point 8 |  | (deg)
| Wind9AngXY |  | Angle between X and Y wind velocity components at user selected wind point 9 |  | (deg)
| WindHubAngXY |  | Angle between X and Y wind velocity components at (moving) hub point |  | (deg)
| WindDiskAngXY |  | Angle between X and Y wind velocity components of disk-average wind (at 70% span) |  | (deg)
Wind Sensor Measurements
| WindMeas1 |  | Wind measurement at sensor 1 | Defined by sensor | (m/s) | p%lidar%SensorType == SensorType_None
| WindMeas2 |  | Wind measurement at sensor 2 | Defined by sensor | (m/s) | p%lidar%NumPulseGate < 2
| WindMeas3 |  | Wind measurement at sensor 3 | Defined by sensor | (m/s) | p%lidar%NumPulseGate < 3
| WindMeas4 |  | Wind measurement at sensor 4 | Defined by sensor | (m/s) | p%lidar%NumPulseGate < 4
| WindMeas5 |  | Wind measurement at sensor 5 | Defined by sensor | (m/s) | p%lidar%NumPulseGate < 5

## OrcaFlexInterface
Category | Name | Other Name(s) | Description | Convention | Units | Invalid Channel Criteria
Platform forces
| OrcaFxi |  | X component of the total force on the platform | Directed along the xi-axis | (kN)
| OrcaFyi |  | Y component of the total force on the platform | Directed along the yi-axis | (kN)
| OrcaFzi |  | Z component of the total force on the platform | Directed along the zi-axis | (kN)
| OrcaMxi |  | X component of the total moment on the platform | About the xi-axis | (kN m)
| OrcaMyi |  | Y component of the total moment on the platform | About the yi-axis | (kN m)
| OrcaMzi |  | Z component of the total moment on the platform | About the zi-axis | (kN m)
| OrcaFHFxi |  | X component of the hydrodynamic force on the platform | Directed along the xi-axis | (kN)
| OrcaFHFyi |  | Y component of the hydrodynamic force on the platform | Directed along the yi-axis | (kN)
| OrcaFHFzi |  | Z component of the hydrodynamic force on the platform | Directed along the zi-axis | (kN)
| OrcaFHMxi |  | X component of the hydrodynamic moment on the platform | About the xi-axis | (kN m)
| OrcaFHMyi |  | Y component of the hydrodynamic moment on the platform | About the yi-axis | (kN m)
| OrcaFHMzi |  | Z component of the hydrodynamic moment on the platform | About the zi-axis | (kN m)
| OrcaAMFxi |  | X component of the added mass contribution to force on the platform | Directed along the xi-axis | (kN)
| OrcaAMFyi |  | Y component of the added mass contribution to force on the platform | Directed along the yi-axis | (kN)
| OrcaAMFzi |  | Z component of the added mass contribution to force on the platform | Directed along the zi-axis | (kN)
| OrcaAMMxi |  | X component of the added mass contribution to moment on the platform | About the xi-axis | (kN m)
| OrcaAMMyi |  | Y component of the added mass contribution to moment on the platform | About the yi-axis | (kN m)
| OrcaAMMzi |  | Z component of the added mass contribution to moment on the platform | About the zi-axis | (kN m)

## ServoDyn
Category | Name | Other Name(s) | Description | Convention | Units | Invalid Channel Criteria
Airfoil control
| BlAirFlC1 | BlFlap1 | Blade 1 airfoil control command | Same units as provided in airfoil tables of AD15 (UserProp) | (-)
| BlAirFlC2 | BlFlap2 | Blade 2 airfoil control command | Same units as provided in airfoil tables of AD15 (UserProp) | (-)
| BlAirFlC3 | BlFlap3 | Blade 3 airfoil control command | Same units as provided in airfoil tables of AD15 (UserProp) | (-) | p%NumBl < 3
Pitch Control
| BlPitchC1 |  | Blade 1 pitch angle command | Positive towards feather about the minus zc1- and minus zb1-axes | (deg)
| BlPitchC2 |  | Blade 2 pitch angle command | Positive towards feather about the minus zc2- and minus zb2-axes | (deg)
| BlPitchC3 |  | Blade 3 pitch angle command | Positive towards feather about the minus zc3- and minus zb3-axes | (deg) | p%NumBl < 3
Generator and Torque Control
| GenTq |  | Electrical generator torque | Positive reflects power extracted and negative represents a motoring-up situation (power input) | (kN-m)
| GenPwr |  | Electrical generator power | Same sign as GenTq | (kW)
High Speed Shaft Brake
| HSSBrTqC |  | High-speed shaft brake torque command (i.e., the commanded moment applied to the high-speed shaft by the brake) | Always positive (indicating dissipation of power) | (kN-m)
Nacelle Yaw Control
| YawMomCom | YawMom | Nacelle yaw moment command | About the zl- and zp-axes | (kN-m)
Nacelle Structural Control (StC)
| NStC1_XQ |  | Nacelle StC #1 -- X position (displacement) | Relative to rest position in StC reference frame | (m) | p%NumNStC<1
| NStC1_XQD |  | Nacelle StC #1 -- X velocity | Relative to nacelle in StC reference frame | (m/s) | p%NumNStC<1
| NStC1_YQ |  | Nacelle StC #1 -- Y position (displacement) | Relative to rest position in StC reference frame | (m) | p%NumNStC<1
| NStC1_YQD |  | Nacelle StC #1 -- Y velocity | Relative to nacelle in StC reference frame | (m/s) | p%NumNStC<1
| NStC1_ZQ |  | Nacelle StC #1 -- Z position (displacement) | Relative to rest position in StC reference frame | (m) | p%NumNStC<1
| NStC1_ZQD |  | Nacelle StC #1 -- Z velocity | Relative to nacelle in StC reference frame | (m/s) | p%NumNStC<1
| NStC1_Fxi |  | Nacelle StC #1 -- X resulting force | Inertial (global) coordinates | (kN) | p%NumNStC<1
| NStC1_Fyi |  | Nacelle StC #1 -- Y resulting force | Inertial (global) coordinates | (kN) | p%NumNStC<1
| NStC1_Fzi |  | Nacelle StC #1 -- Z resulting force | Inertial (global) coordinates | (kN) | p%NumNStC<1
| NStC1_Mxi |  | Nacelle StC #1 -- X resulting moment | Inertial (global) coordinates | (kN-m) | p%NumNStC<1
| NStC1_Myi |  | Nacelle StC #1 -- Y resulting moment | Inertial (global) coordinates | (kN-m) | p%NumNStC<1
| NStC1_Mzi |  | Nacelle StC #1 -- Z resulting moment | Inertial (global) coordinates | (kN-m) | p%NumNStC<1
| NStC1_Fxl |  | Nacelle StC #1 -- X resulting force | Local StC coordinates | (kN) | p%NumNStC<1
| NStC1_Fyl |  | Nacelle StC #1 -- Y resulting force | Local StC coordinates | (kN) | p%NumNStC<1
| NStC1_Fzl |  | Nacelle StC #1 -- Z resulting force | Local StC coordinates | (kN) | p%NumNStC<1
| NStC1_Mxl |  | Nacelle StC #1 -- X resulting moment | Local StC coordinates | (kN-m) | p%NumNStC<1
| NStC1_Myl |  | Nacelle StC #1 -- Y resulting moment | Local StC coordinates | (kN-m) | p%NumNStC<1
| NStC1_Mzl |  | Nacelle StC #1 -- Z resulting moment | Local StC coordinates | (kN-m) | p%NumNStC<1
| NStC2_XQ |  | Nacelle StC #2 -- X position (displacement) | Relative to rest position in StC reference frame | (m) | p%NumNStC<2
| NStC2_XQD |  | Nacelle StC #2 -- X velocity | Relative to nacelle in StC reference frame | (m/s) | p%NumNStC<2
| NStC2_YQ |  | Nacelle StC #2 -- Y position (displacement) | Relative to rest position in StC reference frame | (m) | p%NumNStC<2
| NStC2_YQD |  | Nacelle StC #2 -- Y velocity | Relative to nacelle in StC reference frame | (m/s) | p%NumNStC<2
| NStC2_ZQ |  | Nacelle StC #2 -- Z position (displacement) | Relative to rest position in StC reference frame | (m) | p%NumNStC<2
| NStC2_ZQD |  | Nacelle StC #2 -- Z velocity | Relative to nacelle in StC reference frame | (m/s) | p%NumNStC<2
| NStC2_Fxi |  | Nacelle StC #2 -- X resulting force | Inertial (global) coordinates | (kN) | p%NumNStC<2
| NStC2_Fyi |  | Nacelle StC #2 -- Y resulting force | Inertial (global) coordinates | (kN) | p%NumNStC<2
| NStC2_Fzi |  | Nacelle StC #2 -- Z resulting force | Inertial (global) coordinates | (kN) | p%NumNStC<2
| NStC2_Mxi |  | Nacelle StC #2 -- X resulting moment | Inertial (global) coordinates | (kN-m) | p%NumNStC<2
| NStC2_Myi |  | Nacelle StC #2 -- Y resulting moment | Inertial (global) coordinates | (kN-m) | p%NumNStC<2
| NStC2_Mzi |  | Nacelle StC #2 -- Z resulting moment | Inertial (global) coordinates | (kN-m) | p%NumNStC<2
| NStC2_Fxl |  | Nacelle StC #2 -- X resulting force | Local StC coordinates | (kN) | p%NumNStC<2
| NStC2_Fyl |  | Nacelle StC #2 -- Y resulting force | Local StC coordinates | (kN) | p%NumNStC<2
| NStC2_Fzl |  | Nacelle StC #2 -- Z resulting force | Local StC coordinates | (kN) | p%NumNStC<2
| NStC2_Mxl |  | Nacelle StC #2 -- X resulting moment | Local StC coordinates | (kN-m) | p%NumNStC<2
| NStC2_Myl |  | Nacelle StC #2 -- Y resulting moment | Local StC coordinates | (kN-m) | p%NumNStC<2
| NStC2_Mzl |  | Nacelle StC #2 -- Z resulting moment | Local StC coordinates | (kN-m) | p%NumNStC<2
| NStC3_XQ |  | Nacelle StC #3 -- X position (displacement) | Relative to rest position in StC reference frame | (m) | p%NumNStC<3
| NStC3_XQD |  | Nacelle StC #3 -- X velocity | Relative to nacelle in StC reference frame | (m/s) | p%NumNStC<3
| NStC3_YQ |  | Nacelle StC #3 -- Y position (displacement) | Relative to rest position in StC reference frame | (m) | p%NumNStC<3
| NStC3_YQD |  | Nacelle StC #3 -- Y velocity | Relative to nacelle in StC reference frame | (m/s) | p%NumNStC<3
| NStC3_ZQ |  | Nacelle StC #3 -- Z position (displacement) | Relative to rest position in StC reference frame | (m) | p%NumNStC<3
| NStC3_ZQD |  | Nacelle StC #3 -- Z velocity | Relative to nacelle in StC reference frame | (m/s) | p%NumNStC<3
| NStC3_Fxi |  | Nacelle StC #3 -- X resulting force | Inertial (global) coordinates | (kN) | p%NumNStC<3
| NStC3_Fyi |  | Nacelle StC #3 -- Y resulting force | Inertial (global) coordinates | (kN) | p%NumNStC<3
| NStC3_Fzi |  | Nacelle StC #3 -- Z resulting force | Inertial (global) coordinates | (kN) | p%NumNStC<3
| NStC3_Mxi |  | Nacelle StC #3 -- X resulting moment | Inertial (global) coordinates | (kN-m) | p%NumNStC<3
| NStC3_Myi |  | Nacelle StC #3 -- Y resulting moment | Inertial (global) coordinates | (kN-m) | p%NumNStC<3
| NStC3_Mzi |  | Nacelle StC #3 -- Z resulting moment | Inertial (global) coordinates | (kN-m) | p%NumNStC<3
| NStC3_Fxl |  | Nacelle StC #3 -- X resulting force | Local StC coordinates | (kN) | p%NumNStC<3
| NStC3_Fyl |  | Nacelle StC #3 -- Y resulting force | Local StC coordinates | (kN) | p%NumNStC<3
| NStC3_Fzl |  | Nacelle StC #3 -- Z resulting force | Local StC coordinates | (kN) | p%NumNStC<3
| NStC3_Mxl |  | Nacelle StC #3 -- X resulting moment | Local StC coordinates | (kN-m) | p%NumNStC<3
| NStC3_Myl |  | Nacelle StC #3 -- Y resulting moment | Local StC coordinates | (kN-m) | p%NumNStC<3
| NStC3_Mzl |  | Nacelle StC #3 -- Z resulting moment | Local StC coordinates | (kN-m) | p%NumNStC<3
| NStC4_XQ |  | Nacelle StC #4 -- X position (displacement) | Relative to rest position in StC reference frame | (m) | p%NumNStC<4
| NStC4_XQD |  | Nacelle StC #4 -- X velocity | Relative to nacelle in StC reference frame | (m/s) | p%NumNStC<4
| NStC4_YQ |  | Nacelle StC #4 -- Y position (displacement) | Relative to rest position in StC reference frame | (m) | p%NumNStC<4
| NStC4_YQD |  | Nacelle StC #4 -- Y velocity | Relative to nacelle in StC reference frame | (m/s) | p%NumNStC<4
| NStC4_ZQ |  | Nacelle StC #4 -- Z position (displacement) | Relative to rest position in StC reference frame | (m) | p%NumNStC<4
| NStC4_ZQD |  | Nacelle StC #4 -- Z velocity | Relative to nacelle in StC reference frame | (m/s) | p%NumNStC<4
| NStC4_Fxi |  | Nacelle StC #4 -- X resulting force | Inertial (global) coordinates | (kN) | p%NumNStC<4
| NStC4_Fyi |  | Nacelle StC #4 -- Y resulting force | Inertial (global) coordinates | (kN) | p%NumNStC<4
| NStC4_Fzi |  | Nacelle StC #4 -- Z resulting force | Inertial (global) coordinates | (kN) | p%NumNStC<4
| NStC4_Mxi |  | Nacelle StC #4 -- X resulting moment | Inertial (global) coordinates | (kN-m) | p%NumNStC<4
| NStC4_Myi |  | Nacelle StC #4 -- Y resulting moment | Inertial (global) coordinates | (kN-m) | p%NumNStC<4
| NStC4_Mzi |  | Nacelle StC #4 -- Z resulting moment | Inertial (global) coordinates | (kN-m) | p%NumNStC<4
| NStC4_Fxl |  | Nacelle StC #4 -- X resulting force | Local StC coordinates | (kN) | p%NumNStC<4
| NStC4_Fyl |  | Nacelle StC #4 -- Y resulting force | Local StC coordinates | (kN) | p%NumNStC<4
| NStC4_Fzl |  | Nacelle StC #4 -- Z resulting force | Local StC coordinates | (kN) | p%NumNStC<4
| NStC4_Mxl |  | Nacelle StC #4 -- X resulting moment | Local StC coordinates | (kN-m) | p%NumNStC<4
| NStC4_Myl |  | Nacelle StC #4 -- Y resulting moment | Local StC coordinates | (kN-m) | p%NumNStC<4
| NStC4_Mzl |  | Nacelle StC #4 -- Z resulting moment | Local StC coordinates | (kN-m) | p%NumNStC<4
Tower Structural Control (StC)
| TStC1_XQ |  | Tower StC #1 -- X position (displacement) | Relative to rest position in StC reference frame | (m) | p%NumTStC<1
| TStC1_XQD |  | Tower StC #1 -- X velocity | Relative to nacelle in StC reference frame | (m/s) | p%NumTStC<1
| TStC1_YQ |  | Tower StC #1 -- Y position (displacement) | Relative to rest position in StC reference frame | (m) | p%NumTStC<1
| TStC1_YQD |  | Tower StC #1 -- Y velocity | Relative to nacelle in StC reference frame | (m/s) | p%NumTStC<1
| TStC1_ZQ |  | Tower StC #1 -- Z position (displacement) | Relative to rest position in StC reference frame | (m) | p%NumTStC<1
| TStC1_ZQD |  | Tower StC #1 -- Z velocity | Relative to nacelle in StC reference frame | (m/s) | p%NumTStC<1
| TStC1_Fxi |  | Tower StC #1 -- X resulting force | Inertial (global) coordinates | (kN) | p%NumTStC<1
| TStC1_Fyi |  | Tower StC #1 -- Y resulting force | Inertial (global) coordinates | (kN) | p%NumTStC<1
| TStC1_Fzi |  | Tower StC #1 -- Z resulting force | Inertial (global) coordinates | (kN) | p%NumTStC<1
| TStC1_Mxi |  | Tower StC #1 -- X resulting moment | Inertial (global) coordinates | (kN-m) | p%NumTStC<1
| TStC1_Myi |  | Tower StC #1 -- Y resulting moment | Inertial (global) coordinates | (kN-m) | p%NumTStC<1
| TStC1_Mzi |  | Tower StC #1 -- Z resulting moment | Inertial (global) coordinates | (kN-m) | p%NumTStC<1
| TStC1_Fxl |  | Tower StC #1 -- X resulting force | Local StC coordinates | (kN) | p%NumTStC<1
| TStC1_Fyl |  | Tower StC #1 -- Y resulting force | Local StC coordinates | (kN) | p%NumTStC<1
| TStC1_Fzl |  | Tower StC #1 -- Z resulting force | Local StC coordinates | (kN) | p%NumTStC<1
| TStC1_Mxl |  | Tower StC #1 -- X resulting moment | Local StC coordinates | (kN-m) | p%NumTStC<1
| TStC1_Myl |  | Tower StC #1 -- Y resulting moment | Local StC coordinates | (kN-m) | p%NumTStC<1
| TStC1_Mzl |  | Tower StC #1 -- Z resulting moment | Local StC coordinates | (kN-m) | p%NumTStC<1
| TStC2_XQ |  | Tower StC #2 -- X position (displacement) | Relative to rest position in StC reference frame | (m) | p%NumTStC<2
| TStC2_XQD |  | Tower StC #2 -- X velocity | Relative to nacelle in StC reference frame | (m/s) | p%NumTStC<2
| TStC2_YQ |  | Tower StC #2 -- Y position (displacement) | Relative to rest position in StC reference frame | (m) | p%NumTStC<2
| TStC2_YQD |  | Tower StC #2 -- Y velocity | Relative to nacelle in StC reference frame | (m/s) | p%NumTStC<2
| TStC2_ZQ |  | Tower StC #2 -- Z position (displacement) | Relative to rest position in StC reference frame | (m) | p%NumTStC<2
| TStC2_ZQD |  | Tower StC #2 -- Z velocity | Relative to nacelle in StC reference frame | (m/s) | p%NumTStC<2
| TStC2_Fxi |  | Tower StC #2 -- X resulting force | Inertial (global) coordinates | (kN) | p%NumTStC<2
| TStC2_Fyi |  | Tower StC #2 -- Y resulting force | Inertial (global) coordinates | (kN) | p%NumTStC<2
| TStC2_Fzi |  | Tower StC #2 -- Z resulting force | Inertial (global) coordinates | (kN) | p%NumTStC<2
| TStC2_Mxi |  | Tower StC #2 -- X resulting moment | Inertial (global) coordinates | (kN-m) | p%NumTStC<2
| TStC2_Myi |  | Tower StC #2 -- Y resulting moment | Inertial (global) coordinates | (kN-m) | p%NumTStC<2
| TStC2_Mzi |  | Tower StC #2 -- Z resulting moment | Inertial (global) coordinates | (kN-m) | p%NumTStC<2
| TStC2_Fxl |  | Tower StC #2 -- X resulting force | Local StC coordinates | (kN) | p%NumTStC<2
| TStC2_Fyl |  | Tower StC #2 -- Y resulting force | Local StC coordinates | (kN) | p%NumTStC<2
| TStC2_Fzl |  | Tower StC #2 -- Z resulting force | Local StC coordinates | (kN) | p%NumTStC<2
| TStC2_Mxl |  | Tower StC #2 -- X resulting moment | Local StC coordinates | (kN-m) | p%NumTStC<2
| TStC2_Myl |  | Tower StC #2 -- Y resulting moment | Local StC coordinates | (kN-m) | p%NumTStC<2
| TStC2_Mzl |  | Tower StC #2 -- Z resulting moment | Local StC coordinates | (kN-m) | p%NumTStC<2
| TStC3_XQ |  | Tower StC #3 -- X position (displacement) | Relative to rest position in StC reference frame | (m) | p%NumTStC<3
| TStC3_XQD |  | Tower StC #3 -- X velocity | Relative to nacelle in StC reference frame | (m/s) | p%NumTStC<3
| TStC3_YQ |  | Tower StC #3 -- Y position (displacement) | Relative to rest position in StC reference frame | (m) | p%NumTStC<3
| TStC3_YQD |  | Tower StC #3 -- Y velocity | Relative to nacelle in StC reference frame | (m/s) | p%NumTStC<3
| TStC3_ZQ |  | Tower StC #3 -- Z position (displacement) | Relative to rest position in StC reference frame | (m) | p%NumTStC<3
| TStC3_ZQD |  | Tower StC #3 -- Z velocity | Relative to nacelle in StC reference frame | (m/s) | p%NumTStC<3
| TStC3_Fxi |  | Tower StC #3 -- X resulting force | Inertial (global) coordinates | (kN) | p%NumTStC<3
| TStC3_Fyi |  | Tower StC #3 -- Y resulting force | Inertial (global) coordinates | (kN) | p%NumTStC<3
| TStC3_Fzi |  | Tower StC #3 -- Z resulting force | Inertial (global) coordinates | (kN) | p%NumTStC<3
| TStC3_Mxi |  | Tower StC #3 -- X resulting moment | Inertial (global) coordinates | (kN-m) | p%NumTStC<3
| TStC3_Myi |  | Tower StC #3 -- Y resulting moment | Inertial (global) coordinates | (kN-m) | p%NumTStC<3
| TStC3_Mzi |  | Tower StC #3 -- Z resulting moment | Inertial (global) coordinates | (kN-m) | p%NumTStC<3
| TStC3_Fxl |  | Tower StC #3 -- X resulting force | Local StC coordinates | (kN) | p%NumTStC<3
| TStC3_Fyl |  | Tower StC #3 -- Y resulting force | Local StC coordinates | (kN) | p%NumTStC<3
| TStC3_Fzl |  | Tower StC #3 -- Z resulting force | Local StC coordinates | (kN) | p%NumTStC<3
| TStC3_Mxl |  | Tower StC #3 -- X resulting moment | Local StC coordinates | (kN-m) | p%NumTStC<3
| TStC3_Myl |  | Tower StC #3 -- Y resulting moment | Local StC coordinates | (kN-m) | p%NumTStC<3
| TStC3_Mzl |  | Tower StC #3 -- Z resulting moment | Local StC coordinates | (kN-m) | p%NumTStC<3
| TStC4_XQ |  | Tower StC #4 -- X position (displacement) | Relative to rest position in StC reference frame | (m) | p%NumTStC<4
| TStC4_XQD |  | Tower StC #4 -- X velocity | Relative to nacelle in StC reference frame | (m/s) | p%NumTStC<4
| TStC4_YQ |  | Tower StC #4 -- Y position (displacement) | Relative to rest position in StC reference frame | (m) | p%NumTStC<4
| TStC4_YQD |  | Tower StC #4 -- Y velocity | Relative to nacelle in StC reference frame | (m/s) | p%NumTStC<4
| TStC4_ZQ |  | Tower StC #4 -- Z position (displacement) | Relative to rest position in StC reference frame | (m) | p%NumTStC<4
| TStC4_ZQD |  | Tower StC #4 -- Z velocity | Relative to nacelle in StC reference frame | (m/s) | p%NumTStC<4
| TStC4_Fxi |  | Tower StC #4 -- X resulting force | Inertial (global) coordinates | (kN) | p%NumTStC<4
| TStC4_Fyi |  | Tower StC #4 -- Y resulting force | Inertial (global) coordinates | (kN) | p%NumTStC<4
| TStC4_Fzi |  | Tower StC #4 -- Z resulting force | Inertial (global) coordinates | (kN) | p%NumTStC<4
| TStC4_Mxi |  | Tower StC #4 -- X resulting moment | Inertial (global) coordinates | (kN-m) | p%NumTStC<4
| TStC4_Myi |  | Tower StC #4 -- Y resulting moment | Inertial (global) coordinates | (kN-m) | p%NumTStC<4
| TStC4_Mzi |  | Tower StC #4 -- Z resulting moment | Inertial (global) coordinates | (kN-m) | p%NumTStC<4
| TStC4_Fxl |  | Tower StC #4 -- X resulting force | Local StC coordinates | (kN) | p%NumTStC<4
| TStC4_Fyl |  | Tower StC #4 -- Y resulting force | Local StC coordinates | (kN) | p%NumTStC<4
| TStC4_Fzl |  | Tower StC #4 -- Z resulting force | Local StC coordinates | (kN) | p%NumTStC<4
| TStC4_Mxl |  | Tower StC #4 -- X resulting moment | Local StC coordinates | (kN-m) | p%NumTStC<4
| TStC4_Myl |  | Tower StC #4 -- Y resulting moment | Local StC coordinates | (kN-m) | p%NumTStC<4
| TStC4_Mzl |  | Tower StC #4 -- Z resulting moment | Local StC coordinates | (kN-m) | p%NumTStC<4
Blade Structural Control (StC)
| BStC1_B1_XQ |  | Blade StC #1 Blade #1 -- X position (displacement) | Relative to rest position in StC reference frame | (m) | p%NumBStC<1 .or. p%NumBl<1
| BStC1_B1_XQD |  | Blade StC #1 Blade #1 -- X velocity | Relative to nacelle in StC reference frame | (m/s) | p%NumBStC<1 .or. p%NumBl<1
| BStC1_B1_YQ |  | Blade StC #1 Blade #1 -- Y position (displacement) | Relative to rest position in StC reference frame | (m) | p%NumBStC<1 .or. p%NumBl<1
| BStC1_B1_YQD |  | Blade StC #1 Blade #1 -- Y velocity | Relative to nacelle in StC reference frame | (m/s) | p%NumBStC<1 .or. p%NumBl<1
| BStC1_B1_ZQ |  | Blade StC #1 Blade #1 -- Z position (displacement) | Relative to rest position in StC reference frame | (m) | p%NumBStC<1 .or. p%NumBl<1
| BStC1_B1_ZQD |  | Blade StC #1 Blade #1 -- Z velocity | Relative to nacelle in StC reference frame | (m/s) | p%NumBStC<1 .or. p%NumBl<1
| BStC1_B1_Fxi |  | Blade StC #1 Blade #1 -- X resulting force | Inertial (global) coordinates | (kN) | p%NumBStC<1 .or. p%NumBl<1
| BStC1_B1_Fyi |  | Blade StC #1 Blade #1 -- Y resulting force | Inertial (global) coordinates | (kN) | p%NumBStC<1 .or. p%NumBl<1
| BStC1_B1_Fzi |  | Blade StC #1 Blade #1 -- Z resulting force | Inertial (global) coordinates | (kN) | p%NumBStC<1 .or. p%NumBl<1
| BStC1_B1_Mxi |  | Blade StC #1 Blade #1 -- X resulting moment | Inertial (global) coordinates | (kN-m) | p%NumBStC<1 .or. p%NumBl<1
| BStC1_B1_Myi |  | Blade StC #1 Blade #1 -- Y resulting moment | Inertial (global) coordinates | (kN-m) | p%NumBStC<1 .or. p%NumBl<1
| BStC1_B1_Mzi |  | Blade StC #1 Blade #1 -- Z resulting moment | Inertial (global) coordinates | (kN-m) | p%NumBStC<1 .or. p%NumBl<1
| BStC1_B1_Fxl |  | Blade StC #1 Blade #1 -- X resulting force | Local StC coordinates | (kN) | p%NumBStC<1 .or. p%NumBl<1
| BStC1_B1_Fyl |  | Blade StC #1 Blade #1 -- Y resulting force | Local StC coordinates | (kN) | p%NumBStC<1 .or. p%NumBl<1
| BStC1_B1_Fzl |  | Blade StC #1 Blade #1 -- Z resulting force | Local StC coordinates | (kN) | p%NumBStC<1 .or. p%NumBl<1
| BStC1_B1_Mxl |  | Blade StC #1 Blade #1 -- X resulting moment | Local StC coordinates | (kN-m) | p%NumBStC<1 .or. p%NumBl<1
| BStC1_B1_Myl |  | Blade StC #1 Blade #1 -- Y resulting moment | Local StC coordinates | (kN-m) | p%NumBStC<1 .or. p%NumBl<1
| BStC1_B1_Mzl |  | Blade StC #1 Blade #1 -- Z resulting moment | Local StC coordinates | (kN-m) | p%NumBStC<1 .or. p%NumBl<1
| BStC2_B1_XQ |  | Blade StC #2 Blade #1 -- X position (displacement) | Relative to rest position in StC reference frame | (m) | p%NumBStC<2 .or. p%NumBl<1
| BStC2_B1_XQD |  | Blade StC #2 Blade #1 -- X velocity | Relative to nacelle in StC reference frame | (m/s) | p%NumBStC<2 .or. p%NumBl<1
| BStC2_B1_YQ |  | Blade StC #2 Blade #1 -- Y position (displacement) | Relative to rest position in StC reference frame | (m) | p%NumBStC<2 .or. p%NumBl<1
| BStC2_B1_YQD |  | Blade StC #2 Blade #1 -- Y velocity | Relative to nacelle in StC reference frame | (m/s) | p%NumBStC<2 .or. p%NumBl<1
| BStC2_B1_ZQ |  | Blade StC #2 Blade #1 -- Z position (displacement) | Relative to rest position in StC reference frame | (m) | p%NumBStC<2 .or. p%NumBl<1
| BStC2_B1_ZQD |  | Blade StC #2 Blade #1 -- Z velocity | Relative to nacelle in StC reference frame | (m/s) | p%NumBStC<2 .or. p%NumBl<1
| BStC2_B1_Fxi |  | Blade StC #2 Blade #1 -- X resulting force | Inertial (global) coordinates | (kN) | p%NumBStC<2 .or. p%NumBl<1
| BStC2_B1_Fyi |  | Blade StC #2 Blade #1 -- Y resulting force | Inertial (global) coordinates | (kN) | p%NumBStC<2 .or. p%NumBl<1
| BStC2_B1_Fzi |  | Blade StC #2 Blade #1 -- Z resulting force | Inertial (global) coordinates | (kN) | p%NumBStC<2 .or. p%NumBl<1
| BStC2_B1_Mxi |  | Blade StC #2 Blade #1 -- X resulting moment | Inertial (global) coordinates | (kN-m) | p%NumBStC<2 .or. p%NumBl<1
| BStC2_B1_Myi |  | Blade StC #2 Blade #1 -- Y resulting moment | Inertial (global) coordinates | (kN-m) | p%NumBStC<2 .or. p%NumBl<1
| BStC2_B1_Mzi |  | Blade StC #2 Blade #1 -- Z resulting moment | Inertial (global) coordinates | (kN-m) | p%NumBStC<2 .or. p%NumBl<1
| BStC2_B1_Fxl |  | Blade StC #2 Blade #1 -- X resulting force | Local StC coordinates | (kN) | p%NumBStC<2 .or. p%NumBl<1
| BStC2_B1_Fyl |  | Blade StC #2 Blade #1 -- Y resulting force | Local StC coordinates | (kN) | p%NumBStC<2 .or. p%NumBl<1
| BStC2_B1_Fzl |  | Blade StC #2 Blade #1 -- Z resulting force | Local StC coordinates | (kN) | p%NumBStC<2 .or. p%NumBl<1
| BStC2_B1_Mxl |  | Blade StC #2 Blade #1 -- X resulting moment | Local StC coordinates | (kN-m) | p%NumBStC<2 .or. p%NumBl<1
| BStC2_B1_Myl |  | Blade StC #2 Blade #1 -- Y resulting moment | Local StC coordinates | (kN-m) | p%NumBStC<2 .or. p%NumBl<1
| BStC2_B1_Mzl |  | Blade StC #2 Blade #1 -- Z resulting moment | Local StC coordinates | (kN-m) | p%NumBStC<2 .or. p%NumBl<1
| BStC3_B1_XQ |  | Blade StC #3 Blade #1 -- X position (displacement) | Relative to rest position in StC reference frame | (m) | p%NumBStC<3 .or. p%NumBl<1
| BStC3_B1_XQD |  | Blade StC #3 Blade #1 -- X velocity | Relative to nacelle in StC reference frame | (m/s) | p%NumBStC<3 .or. p%NumBl<1
| BStC3_B1_YQ |  | Blade StC #3 Blade #1 -- Y position (displacement) | Relative to rest position in StC reference frame | (m) | p%NumBStC<3 .or. p%NumBl<1
| BStC3_B1_YQD |  | Blade StC #3 Blade #1 -- Y velocity | Relative to nacelle in StC reference frame | (m/s) | p%NumBStC<3 .or. p%NumBl<1
| BStC3_B1_ZQ |  | Blade StC #3 Blade #1 -- Z position (displacement) | Relative to rest position in StC reference frame | (m) | p%NumBStC<3 .or. p%NumBl<1
| BStC3_B1_ZQD |  | Blade StC #3 Blade #1 -- Z velocity | Relative to nacelle in StC reference frame | (m/s) | p%NumBStC<3 .or. p%NumBl<1
| BStC3_B1_Fxi |  | Blade StC #3 Blade #1 -- X resulting force | Inertial (global) coordinates | (kN) | p%NumBStC<3 .or. p%NumBl<1
| BStC3_B1_Fyi |  | Blade StC #3 Blade #1 -- Y resulting force | Inertial (global) coordinates | (kN) | p%NumBStC<3 .or. p%NumBl<1
| BStC3_B1_Fzi |  | Blade StC #3 Blade #1 -- Z resulting force | Inertial (global) coordinates | (kN) | p%NumBStC<3 .or. p%NumBl<1
| BStC3_B1_Mxi |  | Blade StC #3 Blade #1 -- X resulting moment | Inertial (global) coordinates | (kN-m) | p%NumBStC<3 .or. p%NumBl<1
| BStC3_B1_Myi |  | Blade StC #3 Blade #1 -- Y resulting moment | Inertial (global) coordinates | (kN-m) | p%NumBStC<3 .or. p%NumBl<1
| BStC3_B1_Mzi |  | Blade StC #3 Blade #1 -- Z resulting moment | Inertial (global) coordinates | (kN-m) | p%NumBStC<3 .or. p%NumBl<1
| BStC3_B1_Fxl |  | Blade StC #3 Blade #1 -- X resulting force | Local StC coordinates | (kN) | p%NumBStC<3 .or. p%NumBl<1
| BStC3_B1_Fyl |  | Blade StC #3 Blade #1 -- Y resulting force | Local StC coordinates | (kN) | p%NumBStC<3 .or. p%NumBl<1
| BStC3_B1_Fzl |  | Blade StC #3 Blade #1 -- Z resulting force | Local StC coordinates | (kN) | p%NumBStC<3 .or. p%NumBl<1
| BStC3_B1_Mxl |  | Blade StC #3 Blade #1 -- X resulting moment | Local StC coordinates | (kN-m) | p%NumBStC<3 .or. p%NumBl<1
| BStC3_B1_Myl |  | Blade StC #3 Blade #1 -- Y resulting moment | Local StC coordinates | (kN-m) | p%NumBStC<3 .or. p%NumBl<1
| BStC3_B1_Mzl |  | Blade StC #3 Blade #1 -- Z resulting moment | Local StC coordinates | (kN-m) | p%NumBStC<3 .or. p%NumBl<1
| BStC4_B1_XQ |  | Blade StC #4 Blade #1 -- X position (displacement) | Relative to rest position in StC reference frame | (m) | p%NumBStC<4 .or. p%NumBl<1
| BStC4_B1_XQD |  | Blade StC #4 Blade #1 -- X velocity | Relative to nacelle in StC reference frame | (m/s) | p%NumBStC<4 .or. p%NumBl<1
| BStC4_B1_YQ |  | Blade StC #4 Blade #1 -- Y position (displacement) | Relative to rest position in StC reference frame | (m) | p%NumBStC<4 .or. p%NumBl<1
| BStC4_B1_YQD |  | Blade StC #4 Blade #1 -- Y velocity | Relative to nacelle in StC reference frame | (m/s) | p%NumBStC<4 .or. p%NumBl<1
| BStC4_B1_ZQ |  | Blade StC #4 Blade #1 -- Z position (displacement) | Relative to rest position in StC reference frame | (m) | p%NumBStC<4 .or. p%NumBl<1
| BStC4_B1_ZQD |  | Blade StC #4 Blade #1 -- Z velocity | Relative to nacelle in StC reference frame | (m/s) | p%NumBStC<4 .or. p%NumBl<1
| BStC4_B1_Fxi |  | Blade StC #4 Blade #1 -- X resulting force | Inertial (global) coordinates | (kN) | p%NumBStC<4 .or. p%NumBl<1
| BStC4_B1_Fyi |  | Blade StC #4 Blade #1 -- Y resulting force | Inertial (global) coordinates | (kN) | p%NumBStC<4 .or. p%NumBl<1
| BStC4_B1_Fzi |  | Blade StC #4 Blade #1 -- Z resulting force | Inertial (global) coordinates | (kN) | p%NumBStC<4 .or. p%NumBl<1
| BStC4_B1_Mxi |  | Blade StC #4 Blade #1 -- X resulting moment | Inertial (global) coordinates | (kN-m) | p%NumBStC<4 .or. p%NumBl<1
| BStC4_B1_Myi |  | Blade StC #4 Blade #1 -- Y resulting moment | Inertial (global) coordinates | (kN-m) | p%NumBStC<4 .or. p%NumBl<1
| BStC4_B1_Mzi |  | Blade StC #4 Blade #1 -- Z resulting moment | Inertial (global) coordinates | (kN-m) | p%NumBStC<4 .or. p%NumBl<1
| BStC4_B1_Fxl |  | Blade StC #4 Blade #1 -- X resulting force | Local StC coordinates | (kN) | p%NumBStC<4 .or. p%NumBl<1
| BStC4_B1_Fyl |  | Blade StC #4 Blade #1 -- Y resulting force | Local StC coordinates | (kN) | p%NumBStC<4 .or. p%NumBl<1
| BStC4_B1_Fzl |  | Blade StC #4 Blade #1 -- Z resulting force | Local StC coordinates | (kN) | p%NumBStC<4 .or. p%NumBl<1
| BStC4_B1_Mxl |  | Blade StC #4 Blade #1 -- X resulting moment | Local StC coordinates | (kN-m) | p%NumBStC<4 .or. p%NumBl<1
| BStC4_B1_Myl |  | Blade StC #4 Blade #1 -- Y resulting moment | Local StC coordinates | (kN-m) | p%NumBStC<4 .or. p%NumBl<1
| BStC4_B1_Mzl |  | Blade StC #4 Blade #1 -- Z resulting moment | Local StC coordinates | (kN-m) | p%NumBStC<4 .or. p%NumBl<1
| BStC1_B2_XQ |  | Blade StC #1 Blade #2 -- X position (displacement) | Relative to rest position in StC reference frame | (m) | p%NumBStC<1 .or. p%NumBl<2
| BStC1_B2_XQD |  | Blade StC #1 Blade #2 -- X velocity | Relative to nacelle in StC reference frame | (m/s) | p%NumBStC<1 .or. p%NumBl<2
| BStC1_B2_YQ |  | Blade StC #1 Blade #2 -- Y position (displacement) | Relative to rest position in StC reference frame | (m) | p%NumBStC<1 .or. p%NumBl<2
| BStC1_B2_YQD |  | Blade StC #1 Blade #2 -- Y velocity | Relative to nacelle in StC reference frame | (m/s) | p%NumBStC<1 .or. p%NumBl<2
| BStC1_B2_ZQ |  | Blade StC #1 Blade #2 -- Z position (displacement) | Relative to rest position in StC reference frame | (m) | p%NumBStC<1 .or. p%NumBl<2
| BStC1_B2_ZQD |  | Blade StC #1 Blade #2 -- Z velocity | Relative to nacelle in StC reference frame | (m/s) | p%NumBStC<1 .or. p%NumBl<2
| BStC1_B2_Fxi |  | Blade StC #1 Blade #2 -- X resulting force | Inertial (global) coordinates | (kN) | p%NumBStC<1 .or. p%NumBl<2
| BStC1_B2_Fyi |  | Blade StC #1 Blade #2 -- Y resulting force | Inertial (global) coordinates | (kN) | p%NumBStC<1 .or. p%NumBl<2
| BStC1_B2_Fzi |  | Blade StC #1 Blade #2 -- Z resulting force | Inertial (global) coordinates | (kN) | p%NumBStC<1 .or. p%NumBl<2
| BStC1_B2_Mxi |  | Blade StC #1 Blade #2 -- X resulting moment | Inertial (global) coordinates | (kN-m) | p%NumBStC<1 .or. p%NumBl<2
| BStC1_B2_Myi |  | Blade StC #1 Blade #2 -- Y resulting moment | Inertial (global) coordinates | (kN-m) | p%NumBStC<1 .or. p%NumBl<2
| BStC1_B2_Mzi |  | Blade StC #1 Blade #2 -- Z resulting moment | Inertial (global) coordinates | (kN-m) | p%NumBStC<1 .or. p%NumBl<2
| BStC1_B2_Fxl |  | Blade StC #1 Blade #2 -- X resulting force | Local StC coordinates | (kN) | p%NumBStC<1 .or. p%NumBl<2
| BStC1_B2_Fyl |  | Blade StC #1 Blade #2 -- Y resulting force | Local StC coordinates | (kN) | p%NumBStC<1 .or. p%NumBl<2
| BStC1_B2_Fzl |  | Blade StC #1 Blade #2 -- Z resulting force | Local StC coordinates | (kN) | p%NumBStC<1 .or. p%NumBl<2
| BStC1_B2_Mxl |  | Blade StC #1 Blade #2 -- X resulting moment | Local StC coordinates | (kN-m) | p%NumBStC<1 .or. p%NumBl<2
| BStC1_B2_Myl |  | Blade StC #1 Blade #2 -- Y resulting moment | Local StC coordinates | (kN-m) | p%NumBStC<1 .or. p%NumBl<2
| BStC1_B2_Mzl |  | Blade StC #1 Blade #2 -- Z resulting moment | Local StC coordinates | (kN-m) | p%NumBStC<1 .or. p%NumBl<2
| BStC2_B2_XQ |  | Blade StC #2 Blade #2 -- X position (displacement) | Relative to rest position in StC reference frame | (m) | p%NumBStC<2 .or. p%NumBl<2
| BStC2_B2_XQD |  | Blade StC #2 Blade #2 -- X velocity | Relative to nacelle in StC reference frame | (m/s) | p%NumBStC<2 .or. p%NumBl<2
| BStC2_B2_YQ |  | Blade StC #2 Blade #2 -- Y position (displacement) | Relative to rest position in StC reference frame | (m) | p%NumBStC<2 .or. p%NumBl<2
| BStC2_B2_YQD |  | Blade StC #2 Blade #2 -- Y velocity | Relative to nacelle in StC reference frame | (m/s) | p%NumBStC<2 .or. p%NumBl<2
| BStC2_B2_ZQ |  | Blade StC #2 Blade #2 -- Z position (displacement) | Relative to rest position in StC reference frame | (m) | p%NumBStC<2 .or. p%NumBl<2
| BStC2_B2_ZQD |  | Blade StC #2 Blade #2 -- Z velocity | Relative to nacelle in StC reference frame | (m/s) | p%NumBStC<2 .or. p%NumBl<2
| BStC2_B2_Fxi |  | Blade StC #2 Blade #2 -- X resulting force | Inertial (global) coordinates | (kN) | p%NumBStC<2 .or. p%NumBl<2
| BStC2_B2_Fyi |  | Blade StC #2 Blade #2 -- Y resulting force | Inertial (global) coordinates | (kN) | p%NumBStC<2 .or. p%NumBl<2
| BStC2_B2_Fzi |  | Blade StC #2 Blade #2 -- Z resulting force | Inertial (global) coordinates | (kN) | p%NumBStC<2 .or. p%NumBl<2
| BStC2_B2_Mxi |  | Blade StC #2 Blade #2 -- X resulting moment | Inertial (global) coordinates | (kN-m) | p%NumBStC<2 .or. p%NumBl<2
| BStC2_B2_Myi |  | Blade StC #2 Blade #2 -- Y resulting moment | Inertial (global) coordinates | (kN-m) | p%NumBStC<2 .or. p%NumBl<2
| BStC2_B2_Mzi |  | Blade StC #2 Blade #2 -- Z resulting moment | Inertial (global) coordinates | (kN-m) | p%NumBStC<2 .or. p%NumBl<2
| BStC2_B2_Fxl |  | Blade StC #2 Blade #2 -- X resulting force | Local StC coordinates | (kN) | p%NumBStC<2 .or. p%NumBl<2
| BStC2_B2_Fyl |  | Blade StC #2 Blade #2 -- Y resulting force | Local StC coordinates | (kN) | p%NumBStC<2 .or. p%NumBl<2
| BStC2_B2_Fzl |  | Blade StC #2 Blade #2 -- Z resulting force | Local StC coordinates | (kN) | p%NumBStC<2 .or. p%NumBl<2
| BStC2_B2_Mxl |  | Blade StC #2 Blade #2 -- X resulting moment | Local StC coordinates | (kN-m) | p%NumBStC<2 .or. p%NumBl<2
| BStC2_B2_Myl |  | Blade StC #2 Blade #2 -- Y resulting moment | Local StC coordinates | (kN-m) | p%NumBStC<2 .or. p%NumBl<2
| BStC2_B2_Mzl |  | Blade StC #2 Blade #2 -- Z resulting moment | Local StC coordinates | (kN-m) | p%NumBStC<2 .or. p%NumBl<2
| BStC3_B2_XQ |  | Blade StC #3 Blade #2 -- X position (displacement) | Relative to rest position in StC reference frame | (m) | p%NumBStC<3 .or. p%NumBl<2
| BStC3_B2_XQD |  | Blade StC #3 Blade #2 -- X velocity | Relative to nacelle in StC reference frame | (m/s) | p%NumBStC<3 .or. p%NumBl<2
| BStC3_B2_YQ |  | Blade StC #3 Blade #2 -- Y position (displacement) | Relative to rest position in StC reference frame | (m) | p%NumBStC<3 .or. p%NumBl<2
| BStC3_B2_YQD |  | Blade StC #3 Blade #2 -- Y velocity | Relative to nacelle in StC reference frame | (m/s) | p%NumBStC<3 .or. p%NumBl<2
| BStC3_B2_ZQ |  | Blade StC #3 Blade #2 -- Z position (displacement) | Relative to rest position in StC reference frame | (m) | p%NumBStC<3 .or. p%NumBl<2
| BStC3_B2_ZQD |  | Blade StC #3 Blade #2 -- Z velocity | Relative to nacelle in StC reference frame | (m/s) | p%NumBStC<3 .or. p%NumBl<2
| BStC3_B2_Fxi |  | Blade StC #3 Blade #2 -- X resulting force | Inertial (global) coordinates | (kN) | p%NumBStC<3 .or. p%NumBl<2
| BStC3_B2_Fyi |  | Blade StC #3 Blade #2 -- Y resulting force | Inertial (global) coordinates | (kN) | p%NumBStC<3 .or. p%NumBl<2
| BStC3_B2_Fzi |  | Blade StC #3 Blade #2 -- Z resulting force | Inertial (global) coordinates | (kN) | p%NumBStC<3 .or. p%NumBl<2
| BStC3_B2_Mxi |  | Blade StC #3 Blade #2 -- X resulting moment | Inertial (global) coordinates | (kN-m) | p%NumBStC<3 .or. p%NumBl<2
| BStC3_B2_Myi |  | Blade StC #3 Blade #2 -- Y resulting moment | Inertial (global) coordinates | (kN-m) | p%NumBStC<3 .or. p%NumBl<2
| BStC3_B2_Mzi |  | Blade StC #3 Blade #2 -- Z resulting moment | Inertial (global) coordinates | (kN-m) | p%NumBStC<3 .or. p%NumBl<2
| BStC3_B2_Fxl |  | Blade StC #3 Blade #2 -- X resulting force | Local StC coordinates | (kN) | p%NumBStC<3 .or. p%NumBl<2
| BStC3_B2_Fyl |  | Blade StC #3 Blade #2 -- Y resulting force | Local StC coordinates | (kN) | p%NumBStC<3 .or. p%NumBl<2
| BStC3_B2_Fzl |  | Blade StC #3 Blade #2 -- Z resulting force | Local StC coordinates | (kN) | p%NumBStC<3 .or. p%NumBl<2
| BStC3_B2_Mxl |  | Blade StC #3 Blade #2 -- X resulting moment | Local StC coordinates | (kN-m) | p%NumBStC<3 .or. p%NumBl<2
| BStC3_B2_Myl |  | Blade StC #3 Blade #2 -- Y resulting moment | Local StC coordinates | (kN-m) | p%NumBStC<3 .or. p%NumBl<2
| BStC3_B2_Mzl |  | Blade StC #3 Blade #2 -- Z resulting moment | Local StC coordinates | (kN-m) | p%NumBStC<3 .or. p%NumBl<2
| BStC4_B2_XQ |  | Blade StC #4 Blade #2 -- X position (displacement) | Relative to rest position in StC reference frame | (m) | p%NumBStC<4 .or. p%NumBl<2
| BStC4_B2_XQD |  | Blade StC #4 Blade #2 -- X velocity | Relative to nacelle in StC reference frame | (m/s) | p%NumBStC<4 .or. p%NumBl<2
| BStC4_B2_YQ |  | Blade StC #4 Blade #2 -- Y position (displacement) | Relative to rest position in StC reference frame | (m) | p%NumBStC<4 .or. p%NumBl<2
| BStC4_B2_YQD |  | Blade StC #4 Blade #2 -- Y velocity | Relative to nacelle in StC reference frame | (m/s) | p%NumBStC<4 .or. p%NumBl<2
| BStC4_B2_ZQ |  | Blade StC #4 Blade #2 -- Z position (displacement) | Relative to rest position in StC reference frame | (m) | p%NumBStC<4 .or. p%NumBl<2
| BStC4_B2_ZQD |  | Blade StC #4 Blade #2 -- Z velocity | Relative to nacelle in StC reference frame | (m/s) | p%NumBStC<4 .or. p%NumBl<2
| BStC4_B2_Fxi |  | Blade StC #4 Blade #2 -- X resulting force | Inertial (global) coordinates | (kN) | p%NumBStC<4 .or. p%NumBl<2
| BStC4_B2_Fyi |  | Blade StC #4 Blade #2 -- Y resulting force | Inertial (global) coordinates | (kN) | p%NumBStC<4 .or. p%NumBl<2
| BStC4_B2_Fzi |  | Blade StC #4 Blade #2 -- Z resulting force | Inertial (global) coordinates | (kN) | p%NumBStC<4 .or. p%NumBl<2
| BStC4_B2_Mxi |  | Blade StC #4 Blade #2 -- X resulting moment | Inertial (global) coordinates | (kN-m) | p%NumBStC<4 .or. p%NumBl<2
| BStC4_B2_Myi |  | Blade StC #4 Blade #2 -- Y resulting moment | Inertial (global) coordinates | (kN-m) | p%NumBStC<4 .or. p%NumBl<2
| BStC4_B2_Mzi |  | Blade StC #4 Blade #2 -- Z resulting moment | Inertial (global) coordinates | (kN-m) | p%NumBStC<4 .or. p%NumBl<2
| BStC4_B2_Fxl |  | Blade StC #4 Blade #2 -- X resulting force | Local StC coordinates | (kN) | p%NumBStC<4 .or. p%NumBl<2
| BStC4_B2_Fyl |  | Blade StC #4 Blade #2 -- Y resulting force | Local StC coordinates | (kN) | p%NumBStC<4 .or. p%NumBl<2
| BStC4_B2_Fzl |  | Blade StC #4 Blade #2 -- Z resulting force | Local StC coordinates | (kN) | p%NumBStC<4 .or. p%NumBl<2
| BStC4_B2_Mxl |  | Blade StC #4 Blade #2 -- X resulting moment | Local StC coordinates | (kN-m) | p%NumBStC<4 .or. p%NumBl<2
| BStC4_B2_Myl |  | Blade StC #4 Blade #2 -- Y resulting moment | Local StC coordinates | (kN-m) | p%NumBStC<4 .or. p%NumBl<2
| BStC4_B2_Mzl |  | Blade StC #4 Blade #2 -- Z resulting moment | Local StC coordinates | (kN-m) | p%NumBStC<4 .or. p%NumBl<2
| BStC1_B3_XQ |  | Blade StC #1 Blade #3 -- X position (displacement) | Relative to rest position in StC reference frame | (m) | p%NumBStC<1 .or. p%NumBl<3
| BStC1_B3_XQD |  | Blade StC #1 Blade #3 -- X velocity | Relative to nacelle in StC reference frame | (m/s) | p%NumBStC<1 .or. p%NumBl<3
| BStC1_B3_YQ |  | Blade StC #1 Blade #3 -- Y position (displacement) | Relative to rest position in StC reference frame | (m) | p%NumBStC<1 .or. p%NumBl<3
| BStC1_B3_YQD |  | Blade StC #1 Blade #3 -- Y velocity | Relative to nacelle in StC reference frame | (m/s) | p%NumBStC<1 .or. p%NumBl<3
| BStC1_B3_ZQ |  | Blade StC #1 Blade #3 -- Z position (displacement) | Relative to rest position in StC reference frame | (m) | p%NumBStC<1 .or. p%NumBl<3
| BStC1_B3_ZQD |  | Blade StC #1 Blade #3 -- Z velocity | Relative to nacelle in StC reference frame | (m/s) | p%NumBStC<1 .or. p%NumBl<3
| BStC1_B3_Fxi |  | Blade StC #1 Blade #3 -- X resulting force | Inertial (global) coordinates | (kN) | p%NumBStC<1 .or. p%NumBl<3
| BStC1_B3_Fyi |  | Blade StC #1 Blade #3 -- Y resulting force | Inertial (global) coordinates | (kN) | p%NumBStC<1 .or. p%NumBl<3
| BStC1_B3_Fzi |  | Blade StC #1 Blade #3 -- Z resulting force | Inertial (global) coordinates | (kN) | p%NumBStC<1 .or. p%NumBl<3
| BStC1_B3_Mxi |  | Blade StC #1 Blade #3 -- X resulting moment | Inertial (global) coordinates | (kN-m) | p%NumBStC<1 .or. p%NumBl<3
| BStC1_B3_Myi |  | Blade StC #1 Blade #3 -- Y resulting moment | Inertial (global) coordinates | (kN-m) | p%NumBStC<1 .or. p%NumBl<3
| BStC1_B3_Mzi |  | Blade StC #1 Blade #3 -- Z resulting moment | Inertial (global) coordinates | (kN-m) | p%NumBStC<1 .or. p%NumBl<3
| BStC1_B3_Fxl |  | Blade StC #1 Blade #3 -- X resulting force | Local StC coordinates | (kN) | p%NumBStC<1 .or. p%NumBl<3
| BStC1_B3_Fyl |  | Blade StC #1 Blade #3 -- Y resulting force | Local StC coordinates | (kN) | p%NumBStC<1 .or. p%NumBl<3
| BStC1_B3_Fzl |  | Blade StC #1 Blade #3 -- Z resulting force | Local StC coordinates | (kN) | p%NumBStC<1 .or. p%NumBl<3
| BStC1_B3_Mxl |  | Blade StC #1 Blade #3 -- X resulting moment | Local StC coordinates | (kN-m) | p%NumBStC<1 .or. p%NumBl<3
| BStC1_B3_Myl |  | Blade StC #1 Blade #3 -- Y resulting moment | Local StC coordinates | (kN-m) | p%NumBStC<1 .or. p%NumBl<3
| BStC1_B3_Mzl |  | Blade StC #1 Blade #3 -- Z resulting moment | Local StC coordinates | (kN-m) | p%NumBStC<1 .or. p%NumBl<3
| BStC2_B3_XQ |  | Blade StC #2 Blade #3 -- X position (displacement) | Relative to rest position in StC reference frame | (m) | p%NumBStC<2 .or. p%NumBl<3
| BStC2_B3_XQD |  | Blade StC #2 Blade #3 -- X velocity | Relative to nacelle in StC reference frame | (m/s) | p%NumBStC<2 .or. p%NumBl<3
| BStC2_B3_YQ |  | Blade StC #2 Blade #3 -- Y position (displacement) | Relative to rest position in StC reference frame | (m) | p%NumBStC<2 .or. p%NumBl<3
| BStC2_B3_YQD |  | Blade StC #2 Blade #3 -- Y velocity | Relative to nacelle in StC reference frame | (m/s) | p%NumBStC<2 .or. p%NumBl<3
| BStC2_B3_ZQ |  | Blade StC #2 Blade #3 -- Z position (displacement) | Relative to rest position in StC reference frame | (m) | p%NumBStC<2 .or. p%NumBl<3
| BStC2_B3_ZQD |  | Blade StC #2 Blade #3 -- Z velocity | Relative to nacelle in StC reference frame | (m/s) | p%NumBStC<2 .or. p%NumBl<3
| BStC2_B3_Fxi |  | Blade StC #2 Blade #3 -- X resulting force | Inertial (global) coordinates | (kN) | p%NumBStC<2 .or. p%NumBl<3
| BStC2_B3_Fyi |  | Blade StC #2 Blade #3 -- Y resulting force | Inertial (global) coordinates | (kN) | p%NumBStC<2 .or. p%NumBl<3
| BStC2_B3_Fzi |  | Blade StC #2 Blade #3 -- Z resulting force | Inertial (global) coordinates | (kN) | p%NumBStC<2 .or. p%NumBl<3
| BStC2_B3_Mxi |  | Blade StC #2 Blade #3 -- X resulting moment | Inertial (global) coordinates | (kN-m) | p%NumBStC<2 .or. p%NumBl<3
| BStC2_B3_Myi |  | Blade StC #2 Blade #3 -- Y resulting moment | Inertial (global) coordinates | (kN-m) | p%NumBStC<2 .or. p%NumBl<3
| BStC2_B3_Mzi |  | Blade StC #2 Blade #3 -- Z resulting moment | Inertial (global) coordinates | (kN-m) | p%NumBStC<2 .or. p%NumBl<3
| BStC2_B3_Fxl |  | Blade StC #2 Blade #3 -- X resulting force | Local StC coordinates | (kN) | p%NumBStC<2 .or. p%NumBl<3
| BStC2_B3_Fyl |  | Blade StC #2 Blade #3 -- Y resulting force | Local StC coordinates | (kN) | p%NumBStC<2 .or. p%NumBl<3
| BStC2_B3_Fzl |  | Blade StC #2 Blade #3 -- Z resulting force | Local StC coordinates | (kN) | p%NumBStC<2 .or. p%NumBl<3
| BStC2_B3_Mxl |  | Blade StC #2 Blade #3 -- X resulting moment | Local StC coordinates | (kN-m) | p%NumBStC<2 .or. p%NumBl<3
| BStC2_B3_Myl |  | Blade StC #2 Blade #3 -- Y resulting moment | Local StC coordinates | (kN-m) | p%NumBStC<2 .or. p%NumBl<3
| BStC2_B3_Mzl |  | Blade StC #2 Blade #3 -- Z resulting moment | Local StC coordinates | (kN-m) | p%NumBStC<2 .or. p%NumBl<3
| BStC3_B3_XQ |  | Blade StC #3 Blade #3 -- X position (displacement) | Relative to rest position in StC reference frame | (m) | p%NumBStC<3 .or. p%NumBl<3
| BStC3_B3_XQD |  | Blade StC #3 Blade #3 -- X velocity | Relative to nacelle in StC reference frame | (m/s) | p%NumBStC<3 .or. p%NumBl<3
| BStC3_B3_YQ |  | Blade StC #3 Blade #3 -- Y position (displacement) | Relative to rest position in StC reference frame | (m) | p%NumBStC<3 .or. p%NumBl<3
| BStC3_B3_YQD |  | Blade StC #3 Blade #3 -- Y velocity | Relative to nacelle in StC reference frame | (m/s) | p%NumBStC<3 .or. p%NumBl<3
| BStC3_B3_ZQ |  | Blade StC #3 Blade #3 -- Z position (displacement) | Relative to rest position in StC reference frame | (m) | p%NumBStC<3 .or. p%NumBl<3
| BStC3_B3_ZQD |  | Blade StC #3 Blade #3 -- Z velocity | Relative to nacelle in StC reference frame | (m/s) | p%NumBStC<3 .or. p%NumBl<3
| BStC3_B3_Fxi |  | Blade StC #3 Blade #3 -- X resulting force | Inertial (global) coordinates | (kN) | p%NumBStC<3 .or. p%NumBl<3
| BStC3_B3_Fyi |  | Blade StC #3 Blade #3 -- Y resulting force | Inertial (global) coordinates | (kN) | p%NumBStC<3 .or. p%NumBl<3
| BStC3_B3_Fzi |  | Blade StC #3 Blade #3 -- Z resulting force | Inertial (global) coordinates | (kN) | p%NumBStC<3 .or. p%NumBl<3
| BStC3_B3_Mxi |  | Blade StC #3 Blade #3 -- X resulting moment | Inertial (global) coordinates | (kN-m) | p%NumBStC<3 .or. p%NumBl<3
| BStC3_B3_Myi |  | Blade StC #3 Blade #3 -- Y resulting moment | Inertial (global) coordinates | (kN-m) | p%NumBStC<3 .or. p%NumBl<3
| BStC3_B3_Mzi |  | Blade StC #3 Blade #3 -- Z resulting moment | Inertial (global) coordinates | (kN-m) | p%NumBStC<3 .or. p%NumBl<3
| BStC3_B3_Fxl |  | Blade StC #3 Blade #3 -- X resulting force | Local StC coordinates | (kN) | p%NumBStC<3 .or. p%NumBl<3
| BStC3_B3_Fyl |  | Blade StC #3 Blade #3 -- Y resulting force | Local StC coordinates | (kN) | p%NumBStC<3 .or. p%NumBl<3
| BStC3_B3_Fzl |  | Blade StC #3 Blade #3 -- Z resulting force | Local StC coordinates | (kN) | p%NumBStC<3 .or. p%NumBl<3
| BStC3_B3_Mxl |  | Blade StC #3 Blade #3 -- X resulting moment | Local StC coordinates | (kN-m) | p%NumBStC<3 .or. p%NumBl<3
| BStC3_B3_Myl |  | Blade StC #3 Blade #3 -- Y resulting moment | Local StC coordinates | (kN-m) | p%NumBStC<3 .or. p%NumBl<3
| BStC3_B3_Mzl |  | Blade StC #3 Blade #3 -- Z resulting moment | Local StC coordinates | (kN-m) | p%NumBStC<3 .or. p%NumBl<3
| BStC4_B3_XQ |  | Blade StC #4 Blade #3 -- X position (displacement) | Relative to rest position in StC reference frame | (m) | p%NumBStC<4 .or. p%NumBl<3
| BStC4_B3_XQD |  | Blade StC #4 Blade #3 -- X velocity | Relative to nacelle in StC reference frame | (m/s) | p%NumBStC<4 .or. p%NumBl<3
| BStC4_B3_YQ |  | Blade StC #4 Blade #3 -- Y position (displacement) | Relative to rest position in StC reference frame | (m) | p%NumBStC<4 .or. p%NumBl<3
| BStC4_B3_YQD |  | Blade StC #4 Blade #3 -- Y velocity | Relative to nacelle in StC reference frame | (m/s) | p%NumBStC<4 .or. p%NumBl<3
| BStC4_B3_ZQ |  | Blade StC #4 Blade #3 -- Z position (displacement) | Relative to rest position in StC reference frame | (m) | p%NumBStC<4 .or. p%NumBl<3
| BStC4_B3_ZQD |  | Blade StC #4 Blade #3 -- Z velocity | Relative to nacelle in StC reference frame | (m/s) | p%NumBStC<4 .or. p%NumBl<3
| BStC4_B3_Fxi |  | Blade StC #4 Blade #3 -- X resulting force | Inertial (global) coordinates | (kN) | p%NumBStC<4 .or. p%NumBl<3
| BStC4_B3_Fyi |  | Blade StC #4 Blade #3 -- Y resulting force | Inertial (global) coordinates | (kN) | p%NumBStC<4 .or. p%NumBl<3
| BStC4_B3_Fzi |  | Blade StC #4 Blade #3 -- Z resulting force | Inertial (global) coordinates | (kN) | p%NumBStC<4 .or. p%NumBl<3
| BStC4_B3_Mxi |  | Blade StC #4 Blade #3 -- X resulting moment | Inertial (global) coordinates | (kN-m) | p%NumBStC<4 .or. p%NumBl<3
| BStC4_B3_Myi |  | Blade StC #4 Blade #3 -- Y resulting moment | Inertial (global) coordinates | (kN-m) | p%NumBStC<4 .or. p%NumBl<3
| BStC4_B3_Mzi |  | Blade StC #4 Blade #3 -- Z resulting moment | Inertial (global) coordinates | (kN-m) | p%NumBStC<4 .or. p%NumBl<3
| BStC4_B3_Fxl |  | Blade StC #4 Blade #3 -- X resulting force | Local StC coordinates | (kN) | p%NumBStC<4 .or. p%NumBl<3
| BStC4_B3_Fyl |  | Blade StC #4 Blade #3 -- Y resulting force | Local StC coordinates | (kN) | p%NumBStC<4 .or. p%NumBl<3
| BStC4_B3_Fzl |  | Blade StC #4 Blade #3 -- Z resulting force | Local StC coordinates | (kN) | p%NumBStC<4 .or. p%NumBl<3
| BStC4_B3_Mxl |  | Blade StC #4 Blade #3 -- X resulting moment | Local StC coordinates | (kN-m) | p%NumBStC<4 .or. p%NumBl<3
| BStC4_B3_Myl |  | Blade StC #4 Blade #3 -- Y resulting moment | Local StC coordinates | (kN-m) | p%NumBStC<4 .or. p%NumBl<3
| BStC4_B3_Mzl |  | Blade StC #4 Blade #3 -- Z resulting moment | Local StC coordinates | (kN-m) | p%NumBStC<4 .or. p%NumBl<3
| BStC1_B4_XQ |  | Blade StC #1 Blade #4 -- X position (displacement) | Relative to rest position in StC reference frame | (m) | p%NumBStC<1 .or. p%NumBl<4
| BStC1_B4_XQD |  | Blade StC #1 Blade #4 -- X velocity | Relative to nacelle in StC reference frame | (m/s) | p%NumBStC<1 .or. p%NumBl<4
| BStC1_B4_YQ |  | Blade StC #1 Blade #4 -- Y position (displacement) | Relative to rest position in StC reference frame | (m) | p%NumBStC<1 .or. p%NumBl<4
| BStC1_B4_YQD |  | Blade StC #1 Blade #4 -- Y velocity | Relative to nacelle in StC reference frame | (m/s) | p%NumBStC<1 .or. p%NumBl<4
| BStC1_B4_ZQ |  | Blade StC #1 Blade #4 -- Z position (displacement) | Relative to rest position in StC reference frame | (m) | p%NumBStC<1 .or. p%NumBl<4
| BStC1_B4_ZQD |  | Blade StC #1 Blade #4 -- Z velocity | Relative to nacelle in StC reference frame | (m/s) | p%NumBStC<1 .or. p%NumBl<4
| BStC1_B4_Fxi |  | Blade StC #1 Blade #4 -- X resulting force | Inertial (global) coordinates | (kN) | p%NumBStC<1 .or. p%NumBl<4
| BStC1_B4_Fyi |  | Blade StC #1 Blade #4 -- Y resulting force | Inertial (global) coordinates | (kN) | p%NumBStC<1 .or. p%NumBl<4
| BStC1_B4_Fzi |  | Blade StC #1 Blade #4 -- Z resulting force | Inertial (global) coordinates | (kN) | p%NumBStC<1 .or. p%NumBl<4
| BStC1_B4_Mxi |  | Blade StC #1 Blade #4 -- X resulting moment | Inertial (global) coordinates | (kN-m) | p%NumBStC<1 .or. p%NumBl<4
| BStC1_B4_Myi |  | Blade StC #1 Blade #4 -- Y resulting moment | Inertial (global) coordinates | (kN-m) | p%NumBStC<1 .or. p%NumBl<4
| BStC1_B4_Mzi |  | Blade StC #1 Blade #4 -- Z resulting moment | Inertial (global) coordinates | (kN-m) | p%NumBStC<1 .or. p%NumBl<4
| BStC1_B4_Fxl |  | Blade StC #1 Blade #4 -- X resulting force | Local StC coordinates | (kN) | p%NumBStC<1 .or. p%NumBl<4
| BStC1_B4_Fyl |  | Blade StC #1 Blade #4 -- Y resulting force | Local StC coordinates | (kN) | p%NumBStC<1 .or. p%NumBl<4
| BStC1_B4_Fzl |  | Blade StC #1 Blade #4 -- Z resulting force | Local StC coordinates | (kN) | p%NumBStC<1 .or. p%NumBl<4
| BStC1_B4_Mxl |  | Blade StC #1 Blade #4 -- X resulting moment | Local StC coordinates | (kN-m) | p%NumBStC<1 .or. p%NumBl<4
| BStC1_B4_Myl |  | Blade StC #1 Blade #4 -- Y resulting moment | Local StC coordinates | (kN-m) | p%NumBStC<1 .or. p%NumBl<4
| BStC1_B4_Mzl |  | Blade StC #1 Blade #4 -- Z resulting moment | Local StC coordinates | (kN-m) | p%NumBStC<1 .or. p%NumBl<4
| BStC2_B4_XQ |  | Blade StC #2 Blade #4 -- X position (displacement) | Relative to rest position in StC reference frame | (m) | p%NumBStC<2 .or. p%NumBl<4
| BStC2_B4_XQD |  | Blade StC #2 Blade #4 -- X velocity | Relative to nacelle in StC reference frame | (m/s) | p%NumBStC<2 .or. p%NumBl<4
| BStC2_B4_YQ |  | Blade StC #2 Blade #4 -- Y position (displacement) | Relative to rest position in StC reference frame | (m) | p%NumBStC<2 .or. p%NumBl<4
| BStC2_B4_YQD |  | Blade StC #2 Blade #4 -- Y velocity | Relative to nacelle in StC reference frame | (m/s) | p%NumBStC<2 .or. p%NumBl<4
| BStC2_B4_ZQ |  | Blade StC #2 Blade #4 -- Z position (displacement) | Relative to rest position in StC reference frame | (m) | p%NumBStC<2 .or. p%NumBl<4
| BStC2_B4_ZQD |  | Blade StC #2 Blade #4 -- Z velocity | Relative to nacelle in StC reference frame | (m/s) | p%NumBStC<2 .or. p%NumBl<4
| BStC2_B4_Fxi |  | Blade StC #2 Blade #4 -- X resulting force | Inertial (global) coordinates | (kN) | p%NumBStC<2 .or. p%NumBl<4
| BStC2_B4_Fyi |  | Blade StC #2 Blade #4 -- Y resulting force | Inertial (global) coordinates | (kN) | p%NumBStC<2 .or. p%NumBl<4
| BStC2_B4_Fzi |  | Blade StC #2 Blade #4 -- Z resulting force | Inertial (global) coordinates | (kN) | p%NumBStC<2 .or. p%NumBl<4
| BStC2_B4_Mxi |  | Blade StC #2 Blade #4 -- X resulting moment | Inertial (global) coordinates | (kN-m) | p%NumBStC<2 .or. p%NumBl<4
| BStC2_B4_Myi |  | Blade StC #2 Blade #4 -- Y resulting moment | Inertial (global) coordinates | (kN-m) | p%NumBStC<2 .or. p%NumBl<4
| BStC2_B4_Mzi |  | Blade StC #2 Blade #4 -- Z resulting moment | Inertial (global) coordinates | (kN-m) | p%NumBStC<2 .or. p%NumBl<4
| BStC2_B4_Fxl |  | Blade StC #2 Blade #4 -- X resulting force | Local StC coordinates | (kN) | p%NumBStC<2 .or. p%NumBl<4
| BStC2_B4_Fyl |  | Blade StC #2 Blade #4 -- Y resulting force | Local StC coordinates | (kN) | p%NumBStC<2 .or. p%NumBl<4
| BStC2_B4_Fzl |  | Blade StC #2 Blade #4 -- Z resulting force | Local StC coordinates | (kN) | p%NumBStC<2 .or. p%NumBl<4
| BStC2_B4_Mxl |  | Blade StC #2 Blade #4 -- X resulting moment | Local StC coordinates | (kN-m) | p%NumBStC<2 .or. p%NumBl<4
| BStC2_B4_Myl |  | Blade StC #2 Blade #4 -- Y resulting moment | Local StC coordinates | (kN-m) | p%NumBStC<2 .or. p%NumBl<4
| BStC2_B4_Mzl |  | Blade StC #2 Blade #4 -- Z resulting moment | Local StC coordinates | (kN-m) | p%NumBStC<2 .or. p%NumBl<4
| BStC3_B4_XQ |  | Blade StC #3 Blade #4 -- X position (displacement) | Relative to rest position in StC reference frame | (m) | p%NumBStC<3 .or. p%NumBl<4
| BStC3_B4_XQD |  | Blade StC #3 Blade #4 -- X velocity | Relative to nacelle in StC reference frame | (m/s) | p%NumBStC<3 .or. p%NumBl<4
| BStC3_B4_YQ |  | Blade StC #3 Blade #4 -- Y position (displacement) | Relative to rest position in StC reference frame | (m) | p%NumBStC<3 .or. p%NumBl<4
| BStC3_B4_YQD |  | Blade StC #3 Blade #4 -- Y velocity | Relative to nacelle in StC reference frame | (m/s) | p%NumBStC<3 .or. p%NumBl<4
| BStC3_B4_ZQ |  | Blade StC #3 Blade #4 -- Z position (displacement) | Relative to rest position in StC reference frame | (m) | p%NumBStC<3 .or. p%NumBl<4
| BStC3_B4_ZQD |  | Blade StC #3 Blade #4 -- Z velocity | Relative to nacelle in StC reference frame | (m/s) | p%NumBStC<3 .or. p%NumBl<4
| BStC3_B4_Fxi |  | Blade StC #3 Blade #4 -- X resulting force | Inertial (global) coordinates | (kN) | p%NumBStC<3 .or. p%NumBl<4
| BStC3_B4_Fyi |  | Blade StC #3 Blade #4 -- Y resulting force | Inertial (global) coordinates | (kN) | p%NumBStC<3 .or. p%NumBl<4
| BStC3_B4_Fzi |  | Blade StC #3 Blade #4 -- Z resulting force | Inertial (global) coordinates | (kN) | p%NumBStC<3 .or. p%NumBl<4
| BStC3_B4_Mxi |  | Blade StC #3 Blade #4 -- X resulting moment | Inertial (global) coordinates | (kN-m) | p%NumBStC<3 .or. p%NumBl<4
| BStC3_B4_Myi |  | Blade StC #3 Blade #4 -- Y resulting moment | Inertial (global) coordinates | (kN-m) | p%NumBStC<3 .or. p%NumBl<4
| BStC3_B4_Mzi |  | Blade StC #3 Blade #4 -- Z resulting moment | Inertial (global) coordinates | (kN-m) | p%NumBStC<3 .or. p%NumBl<4
| BStC3_B4_Fxl |  | Blade StC #3 Blade #4 -- X resulting force | Local StC coordinates | (kN) | p%NumBStC<3 .or. p%NumBl<4
| BStC3_B4_Fyl |  | Blade StC #3 Blade #4 -- Y resulting force | Local StC coordinates | (kN) | p%NumBStC<3 .or. p%NumBl<4
| BStC3_B4_Fzl |  | Blade StC #3 Blade #4 -- Z resulting force | Local StC coordinates | (kN) | p%NumBStC<3 .or. p%NumBl<4
| BStC3_B4_Mxl |  | Blade StC #3 Blade #4 -- X resulting moment | Local StC coordinates | (kN-m) | p%NumBStC<3 .or. p%NumBl<4
| BStC3_B4_Myl |  | Blade StC #3 Blade #4 -- Y resulting moment | Local StC coordinates | (kN-m) | p%NumBStC<3 .or. p%NumBl<4
| BStC3_B4_Mzl |  | Blade StC #3 Blade #4 -- Z resulting moment | Local StC coordinates | (kN-m) | p%NumBStC<3 .or. p%NumBl<4
| BStC4_B4_XQ |  | Blade StC #4 Blade #4 -- X position (displacement) | Relative to rest position in StC reference frame | (m) | p%NumBStC<4 .or. p%NumBl<4
| BStC4_B4_XQD |  | Blade StC #4 Blade #4 -- X velocity | Relative to nacelle in StC reference frame | (m/s) | p%NumBStC<4 .or. p%NumBl<4
| BStC4_B4_YQ |  | Blade StC #4 Blade #4 -- Y position (displacement) | Relative to rest position in StC reference frame | (m) | p%NumBStC<4 .or. p%NumBl<4
| BStC4_B4_YQD |  | Blade StC #4 Blade #4 -- Y velocity | Relative to nacelle in StC reference frame | (m/s) | p%NumBStC<4 .or. p%NumBl<4
| BStC4_B4_ZQ |  | Blade StC #4 Blade #4 -- Z position (displacement) | Relative to rest position in StC reference frame | (m) | p%NumBStC<4 .or. p%NumBl<4
| BStC4_B4_ZQD |  | Blade StC #4 Blade #4 -- Z velocity | Relative to nacelle in StC reference frame | (m/s) | p%NumBStC<4 .or. p%NumBl<4
| BStC4_B4_Fxi |  | Blade StC #4 Blade #4 -- X resulting force | Inertial (global) coordinates | (kN) | p%NumBStC<4 .or. p%NumBl<4
| BStC4_B4_Fyi |  | Blade StC #4 Blade #4 -- Y resulting force | Inertial (global) coordinates | (kN) | p%NumBStC<4 .or. p%NumBl<4
| BStC4_B4_Fzi |  | Blade StC #4 Blade #4 -- Z resulting force | Inertial (global) coordinates | (kN) | p%NumBStC<4 .or. p%NumBl<4
| BStC4_B4_Mxi |  | Blade StC #4 Blade #4 -- X resulting moment | Inertial (global) coordinates | (kN-m) | p%NumBStC<4 .or. p%NumBl<4
| BStC4_B4_Myi |  | Blade StC #4 Blade #4 -- Y resulting moment | Inertial (global) coordinates | (kN-m) | p%NumBStC<4 .or. p%NumBl<4
| BStC4_B4_Mzi |  | Blade StC #4 Blade #4 -- Z resulting moment | Inertial (global) coordinates | (kN-m) | p%NumBStC<4 .or. p%NumBl<4
| BStC4_B4_Fxl |  | Blade StC #4 Blade #4 -- X resulting force | Local StC coordinates | (kN) | p%NumBStC<4 .or. p%NumBl<4
| BStC4_B4_Fyl |  | Blade StC #4 Blade #4 -- Y resulting force | Local StC coordinates | (kN) | p%NumBStC<4 .or. p%NumBl<4
| BStC4_B4_Fzl |  | Blade StC #4 Blade #4 -- Z resulting force | Local StC coordinates | (kN) | p%NumBStC<4 .or. p%NumBl<4
| BStC4_B4_Mxl |  | Blade StC #4 Blade #4 -- X resulting moment | Local StC coordinates | (kN-m) | p%NumBStC<4 .or. p%NumBl<4
| BStC4_B4_Myl |  | Blade StC #4 Blade #4 -- Y resulting moment | Local StC coordinates | (kN-m) | p%NumBStC<4 .or. p%NumBl<4
| BStC4_B4_Mzl |  | Blade StC #4 Blade #4 -- Z resulting moment | Local StC coordinates | (kN-m) | p%NumBStC<4 .or. p%NumBl<4
Substructure Structural Control (StC)
| SStC1_XQ |  | Substructure StC #1 -- X position (displacement) | Relative to rest position in StC reference frame | (m) | p%NumSStC<1
| SStC1_XQD |  | Substructure StC #1 -- X velocity | Relative to nacelle in StC reference frame | (m/s) | p%NumSStC<1
| SStC1_YQ |  | Substructure StC #1 -- Y position (displacement) | Relative to rest position in StC reference frame | (m) | p%NumSStC<1
| SStC1_YQD |  | Substructure StC #1 -- Y velocity | Relative to nacelle in StC reference frame | (m/s) | p%NumSStC<1
| SStC1_ZQ |  | Substructure StC #1 -- Z position (displacement) | Relative to rest position in StC reference frame | (m) | p%NumSStC<1
| SStC1_ZQD |  | Substructure StC #1 -- Z velocity | Relative to nacelle in StC reference frame | (m/s) | p%NumSStC<1
| SStC1_Fxi |  | Substructure StC #1 -- X resulting force | Inertial (global) coordinates | (kN) | p%NumSStC<1
| SStC1_Fyi |  | Substructure StC #1 -- Y resulting force | Inertial (global) coordinates | (kN) | p%NumSStC<1
| SStC1_Fzi |  | Substructure StC #1 -- Z resulting force | Inertial (global) coordinates | (kN) | p%NumSStC<1
| SStC1_Mxi |  | Substructure StC #1 -- X resulting moment | Inertial (global) coordinates | (kN-m) | p%NumSStC<1
| SStC1_Myi |  | Substructure StC #1 -- Y resulting moment | Inertial (global) coordinates | (kN-m) | p%NumSStC<1
| SStC1_Mzi |  | Substructure StC #1 -- Z resulting moment | Inertial (global) coordinates | (kN-m) | p%NumSStC<1
| SStC1_Fxl |  | Substructure StC #1 -- X resulting force | Local StC coordinates | (kN) | p%NumSStC<1
| SStC1_Fyl |  | Substructure StC #1 -- Y resulting force | Local StC coordinates | (kN) | p%NumSStC<1
| SStC1_Fzl |  | Substructure StC #1 -- Z resulting force | Local StC coordinates | (kN) | p%NumSStC<1
| SStC1_Mxl |  | Substructure StC #1 -- X resulting moment | Local StC coordinates | (kN-m) | p%NumSStC<1
| SStC1_Myl |  | Substructure StC #1 -- Y resulting moment | Local StC coordinates | (kN-m) | p%NumSStC<1
| SStC1_Mzl |  | Substructure StC #1 -- Z resulting moment | Local StC coordinates | (kN-m) | p%NumSStC<1
| SStC2_XQ |  | Substructure StC #2 -- X position (displacement) | Relative to rest position in StC reference frame | (m) | p%NumSStC<2
| SStC2_XQD |  | Substructure StC #2 -- X velocity | Relative to nacelle in StC reference frame | (m/s) | p%NumSStC<2
| SStC2_YQ |  | Substructure StC #2 -- Y position (displacement) | Relative to rest position in StC reference frame | (m) | p%NumSStC<2
| SStC2_YQD |  | Substructure StC #2 -- Y velocity | Relative to nacelle in StC reference frame | (m/s) | p%NumSStC<2
| SStC2_ZQ |  | Substructure StC #2 -- Z position (displacement) | Relative to rest position in StC reference frame | (m) | p%NumSStC<2
| SStC2_ZQD |  | Substructure StC #2 -- Z velocity | Relative to nacelle in StC reference frame | (m/s) | p%NumSStC<2
| SStC2_Fxi |  | Substructure StC #2 -- X resulting force | Inertial (global) coordinates | (kN) | p%NumSStC<2
| SStC2_Fyi |  | Substructure StC #2 -- Y resulting force | Inertial (global) coordinates | (kN) | p%NumSStC<2
| SStC2_Fzi |  | Substructure StC #2 -- Z resulting force | Inertial (global) coordinates | (kN) | p%NumSStC<2
| SStC2_Mxi |  | Substructure StC #2 -- X resulting moment | Inertial (global) coordinates | (kN-m) | p%NumSStC<2
| SStC2_Myi |  | Substructure StC #2 -- Y resulting moment | Inertial (global) coordinates | (kN-m) | p%NumSStC<2
| SStC2_Mzi |  | Substructure StC #2 -- Z resulting moment | Inertial (global) coordinates | (kN-m) | p%NumSStC<2
| SStC2_Fxl |  | Substructure StC #2 -- X resulting force | Local StC coordinates | (kN) | p%NumSStC<2
| SStC2_Fyl |  | Substructure StC #2 -- Y resulting force | Local StC coordinates | (kN) | p%NumSStC<2
| SStC2_Fzl |  | Substructure StC #2 -- Z resulting force | Local StC coordinates | (kN) | p%NumSStC<2
| SStC2_Mxl |  | Substructure StC #2 -- X resulting moment | Local StC coordinates | (kN-m) | p%NumSStC<2
| SStC2_Myl |  | Substructure StC #2 -- Y resulting moment | Local StC coordinates | (kN-m) | p%NumSStC<2
| SStC2_Mzl |  | Substructure StC #2 -- Z resulting moment | Local StC coordinates | (kN-m) | p%NumSStC<2
| SStC3_XQ |  | Substructure StC #3 -- X position (displacement) | Relative to rest position in StC reference frame | (m) | p%NumSStC<3
| SStC3_XQD |  | Substructure StC #3 -- X velocity | Relative to nacelle in StC reference frame | (m/s) | p%NumSStC<3
| SStC3_YQ |  | Substructure StC #3 -- Y position (displacement) | Relative to rest position in StC reference frame | (m) | p%NumSStC<3
| SStC3_YQD |  | Substructure StC #3 -- Y velocity | Relative to nacelle in StC reference frame | (m/s) | p%NumSStC<3
| SStC3_ZQ |  | Substructure StC #3 -- Z position (displacement) | Relative to rest position in StC reference frame | (m) | p%NumSStC<3
| SStC3_ZQD |  | Substructure StC #3 -- Z velocity | Relative to nacelle in StC reference frame | (m/s) | p%NumSStC<3
| SStC3_Fxi |  | Substructure StC #3 -- X resulting force | Inertial (global) coordinates | (kN) | p%NumSStC<3
| SStC3_Fyi |  | Substructure StC #3 -- Y resulting force | Inertial (global) coordinates | (kN) | p%NumSStC<3
| SStC3_Fzi |  | Substructure StC #3 -- Z resulting force | Inertial (global) coordinates | (kN) | p%NumSStC<3
| SStC3_Mxi |  | Substructure StC #3 -- X resulting moment | Inertial (global) coordinates | (kN-m) | p%NumSStC<3
| SStC3_Myi |  | Substructure StC #3 -- Y resulting moment | Inertial (global) coordinates | (kN-m) | p%NumSStC<3
| SStC3_Mzi |  | Substructure StC #3 -- Z resulting moment | Inertial (global) coordinates | (kN-m) | p%NumSStC<3
| SStC3_Fxl |  | Substructure StC #3 -- X resulting force | Local StC coordinates | (kN) | p%NumSStC<3
| SStC3_Fyl |  | Substructure StC #3 -- Y resulting force | Local StC coordinates | (kN) | p%NumSStC<3
| SStC3_Fzl |  | Substructure StC #3 -- Z resulting force | Local StC coordinates | (kN) | p%NumSStC<3
| SStC3_Mxl |  | Substructure StC #3 -- X resulting moment | Local StC coordinates | (kN-m) | p%NumSStC<3
| SStC3_Myl |  | Substructure StC #3 -- Y resulting moment | Local StC coordinates | (kN-m) | p%NumSStC<3
| SStC3_Mzl |  | Substructure StC #3 -- Z resulting moment | Local StC coordinates | (kN-m) | p%NumSStC<3
| SStC4_XQ |  | Substructure StC #4 -- X position (displacement) | Relative to rest position in StC reference frame | (m) | p%NumSStC<4
| SStC4_XQD |  | Substructure StC #4 -- X velocity | Relative to nacelle in StC reference frame | (m/s) | p%NumSStC<4
| SStC4_YQ |  | Substructure StC #4 -- Y position (displacement) | Relative to rest position in StC reference frame | (m) | p%NumSStC<4
| SStC4_YQD |  | Substructure StC #4 -- Y velocity | Relative to nacelle in StC reference frame | (m/s) | p%NumSStC<4
| SStC4_ZQ |  | Substructure StC #4 -- Z position (displacement) | Relative to rest position in StC reference frame | (m) | p%NumSStC<4
| SStC4_ZQD |  | Substructure StC #4 -- Z velocity | Relative to nacelle in StC reference frame | (m/s) | p%NumSStC<4
| SStC4_Fxi |  | Substructure StC #4 -- X resulting force | Inertial (global) coordinates | (kN) | p%NumSStC<4
| SStC4_Fyi |  | Substructure StC #4 -- Y resulting force | Inertial (global) coordinates | (kN) | p%NumSStC<4
| SStC4_Fzi |  | Substructure StC #4 -- Z resulting force | Inertial (global) coordinates | (kN) | p%NumSStC<4
| SStC4_Mxi |  | Substructure StC #4 -- X resulting moment | Inertial (global) coordinates | (kN-m) | p%NumSStC<4
| SStC4_Myi |  | Substructure StC #4 -- Y resulting moment | Inertial (global) coordinates | (kN-m) | p%NumSStC<4
| SStC4_Mzi |  | Substructure StC #4 -- Z resulting moment | Inertial (global) coordinates | (kN-m) | p%NumSStC<4
| SStC4_Fxl |  | Substructure StC #4 -- X resulting force | Local StC coordinates | (kN) | p%NumSStC<4
| SStC4_Fyl |  | Substructure StC #4 -- Y resulting force | Local StC coordinates | (kN) | p%NumSStC<4
| SStC4_Fzl |  | Substructure StC #4 -- Z resulting force | Local StC coordinates | (kN) | p%NumSStC<4
| SStC4_Mxl |  | Substructure StC #4 -- X resulting moment | Local StC coordinates | (kN-m) | p%NumSStC<4
| SStC4_Myl |  | Substructure StC #4 -- Y resulting moment | Local StC coordinates | (kN-m) | p%NumSStC<4
| SStC4_Mzl |  | Substructure StC #4 -- Z resulting moment | Local StC coordinates | (kN-m) | p%NumSStC<4

## HydroDyn
Category | Name | Other Name(s) | Description | Convention | Units | Invalid Channel Criteria
Integrated Hydrodynamic Loads at (0,0,0)
| HydroFxi |  | Total integrated hydrodynamic load along the global x-direction from both potential flow and strip theory at (0,0,0) |  | (N)
| HydroFyi |  | Total integrated hydrodynamic load along the global y-direction from both potential flow and strip theory at (0,0,0) |  | (N)
| HydroFzi |  | Total integrated hydrodynamic load along the global z-direction from both potential flow and strip theory at (0,0,0) |  | (N)
| HydroMxi |  | Total integrated hydrodynamic moment about the global x-axis from both potential flow and strip theory at (0,0,0) |  | (N-m)
| HydroMyi |  | Total integrated hydrodynamic moment about the global y-axis from both potential flow and strip theory at (0,0,0) |  | (N-m)
| HydroMzi |  | Total integrated hydrodynamic moment about the global z-axis from both potential flow and strip theory at (0,0,0) |  | (N-m)
PRP Body Kinematics
| PRPSurge |  | Displacement of the PRP (principal reference point) along the global x-axis |  | (m)
| PRPSway |  | Displacement of the PRP (principal reference point) along the global y-axis |  | (m)
| PRPHeave |  | Displacement of the PRP (principal reference point) along the global z-axis |  | (m)
| PRPRoll |  | Rotation of the PRP (principal reference point) about the global x-axis at the PRP |  | (rad)
| PRPPitch |  | Rotation of the PRP (principal reference point) about the global y-axis at the PRP |  | (rad)
| PRPYaw |  | Rotation of the PRP (principal reference point) about the global z-axis at the PRP |  | (rad)
| PRPTVxi |  | Translational velocity of the PRP (principal reference point) along the global x-axis |  | (m/s)
| PRPTVyi |  | Translational velocity of the PRP (principal reference point) along the global y-axis |  | (m/s)
| PRPTVzi |  | Translational velocity of the PRP (principal reference point) along the global z-axis |  | (m/s)
| PRPRVxi |  | Rotation velocity of the PRP (principal reference point) about the global x-axis at the PRP |  | (rad/s)
| PRPRVyi |  | Rotation velocity of the PRP (principal reference point) about the global y-axis at the PRP |  | (rad/s)
| PRPRVzi |  | Rotation velocity of the PRP (principal reference point) about the global z-axis at the PRP |  | (rad/s)
| PRPTAxi |  | Translational acceleration of the PRP (principal reference point) along the global x-axis |  | (m/s^2)
| PRPTAyi |  | Translational acceleration of the PRP (principal reference point) along the global y-axis |  | (m/s^2)
| PRPTAzi |  | Translational acceleration of the PRP (principal reference point) along the global z-axis |  | (m/s^2)
| PRPRAxi |  | Rotation acceleration of the PRP (principal reference point) about the global x-axis at the PRP |  | (rad/s^2)
| PRPRAyi |  | Rotation acceleration of the PRP (principal reference point) about the global y-axis at the PRP |  | (rad/s^2)
| PRPRAzi |  | Rotation acceleration of the PRP (principal reference point) about the global z-axis at the PRP |  | (rad/s^2)
WAMIT Body Kinematics
| B1Surge |  | Displacement of the 1st WAMIT body along the global x-axis |  | (m)
| B1Sway |  | Displacement of the 1st WAMIT body along the global y-axis |  | (m)
| B1Heave |  | Displacement of the 1st WAMIT body along the global z-axis |  | (m)
| B1Roll |  | Rotation of the 1st WAMIT body about the global x-axis at the 1st WAMIT body's reference point |  | (rad)
| B1Pitch |  | Rotation of the 1st WAMIT body about the global y-axis at the 1st WAMIT body's reference point |  | (rad)
| B1Yaw |  | Rotation of the 1st WAMIT body about the global z-axis at the 1st WAMIT body's reference point |  | (rad)
| B1TVxi |  | Translational velocity of the 1st WAMIT body along the global x-axis |  | (m/s)
| B1TVyi |  | Translational velocity of the 1st WAMIT body along the global y-axis |  | (m/s)
| B1TVzi |  | Translational velocity of the 1st WAMIT body along the global z-axis |  | (m/s)
| B1RVxi |  | Rotational velocity of the 1st WAMIT body about the global x-axis at the 1st WAMIT body's reference point |  | (rad/s)
| B1RVyi |  | Rotational velocity of the 1st WAMIT body about the global y-axis at the 1st WAMIT body's reference point |  | (rad/s)
| B1RVzi |  | Rotational velocity of the 1st WAMIT body about the global z-axis at the 1st WAMIT body's reference point |  | (rad/s)
| B1TAxi |  | Translational acceleration of the 1st WAMIT body along the global x-axis |  | (m/s^2)
| B1TAyi |  | Translational acceleration of the 1st WAMIT body along the global y-axis |  | (m/s^2)
| B1TAzi |  | Translational acceleration of the 1st WAMIT body along the global z-axis |  | (m/s^2)
| B1RAxi |  | Rotational acceleration of the 1st WAMIT body about the global x-axis at the 1st WAMIT body's reference point |  | (rad/s^2)
| B1RAyi |  | Rotational acceleration of the 1st WAMIT body about the global y-axis at the 1st WAMIT body's reference point |  | (rad/s^2)
| B1RAzi |  | Rotational acceleration of the 1st WAMIT body about the global z-axis at the 1st WAMIT body's reference point |  | (rad/s^2)
| B2Surge |  | Displacement of the 2nd WAMIT body along the global x-axis |  | (m) | ( NBody < 2)
| B2Sway |  | Displacement of the 2nd WAMIT body along the global y-axis |  | (m) | ( NBody < 2)
| B2Heave |  | Displacement of the 2nd WAMIT body along the global z-axis |  | (m) | ( NBody < 2)
| B2Roll |  | Rotation of the 2nd WAMIT body about the global x-axis at the 2nd WAMIT body's reference point |  | (rad) | ( NBody < 2)
| B2Pitch |  | Rotation of the 2nd WAMIT body about the global y-axis at the 2nd WAMIT body's reference point |  | (rad) | ( NBody < 2)
| B2Yaw |  | Rotation of the 2nd WAMIT body about the global z-axis at the 2nd WAMIT body's reference point |  | (rad) | ( NBody < 2)
| B2TVxi |  | Translational velocity of the 2nd WAMIT body along the global x-axis |  | (m/s) | ( NBody < 2)
| B2TVyi |  | Translational velocity of the 2nd WAMIT body along the global y-axis |  | (m/s) | ( NBody < 2)
| B2TVzi |  | Translational velocity of the 2nd WAMIT body along the global z-axis |  | (m/s) | ( NBody < 2)
| B2RVxi |  | Rotational velocity of the 2nd WAMIT body about the global x-axis at the 2nd WAMIT body's reference point |  | (rad/s) | ( NBody < 2)
| B2RVyi |  | Rotational velocity of the 2nd WAMIT body about the global y-axis at the 2nd WAMIT body's reference point |  | (rad/s) | ( NBody < 2)
| B2RVzi |  | Rotational velocity of the 2nd WAMIT body about the global z-axis at the 2nd WAMIT body's reference point |  | (rad/s) | ( NBody < 2)
| B2TAxi |  | Translational acceleration of the 2nd WAMIT body along the global x-axis |  | (m/s^2) | ( NBody < 2)
| B2TAyi |  | Translational acceleration of the 2nd WAMIT body along the global y-axis |  | (m/s^2) | ( NBody < 2)
| B2TAzi |  | Translational acceleration of the 2nd WAMIT body along the global z-axis |  | (m/s^2) | ( NBody < 2)
| B2RAxi |  | Rotational acceleration of the 2nd WAMIT body about the global x-axis at the 2nd WAMIT body's reference point |  | (rad/s^2) | ( NBody < 2)
| B2RAyi |  | Rotational acceleration of the 2nd WAMIT body about the global y-axis at the 2nd WAMIT body's reference point |  | (rad/s^2) | ( NBody < 2)
| B2RAzi |  | Rotational acceleration of the 2nd WAMIT body about the global z-axis at the 2nd WAMIT body's reference point |  | (rad/s^2) | ( NBody < 2)
| B3Surge |  | Displacement of the 3rd WAMIT body along the global x-axis |  | (m) | ( NBody < 3)
| B3Sway |  | Displacement of the 3rd WAMIT body along the global y-axis |  | (m) | ( NBody < 3)
| B3Heave |  | Displacement of the 3rd WAMIT body along the global z-axis |  | (m) | ( NBody < 3)
| B3Roll |  | Rotation of the 3rd WAMIT body about the global x-axis at the 3rd WAMIT body's reference point |  | (rad) | ( NBody < 3)
| B3Pitch |  | Rotation of the 3rd WAMIT body about the global y-axis at the 3rd WAMIT body's reference point |  | (rad) | ( NBody < 3)
| B3Yaw |  | Rotation of the 3rd WAMIT body about the global z-axis at the 3rd WAMIT body's reference point |  | (rad) | ( NBody < 3)
| B3TVxi |  | Translational velocity of the 3rd WAMIT body along the global x-axis |  | (m/s) | ( NBody < 3)
| B3TVyi |  | Translational velocity of the 3rd WAMIT body along the global y-axis |  | (m/s) | ( NBody < 3)
| B3TVzi |  | Translational velocity of the 3rd WAMIT body along the global z-axis |  | (m/s) | ( NBody < 3)
| B3RVxi |  | Rotational velocity of the 3rd WAMIT body about the global x-axis at the 3rd WAMIT body's reference point |  | (rad/s) | ( NBody < 3)
| B3RVyi |  | Rotational velocity of the 3rd WAMIT body about the global y-axis at the 3rd WAMIT body's reference point |  | (rad/s) | ( NBody < 3)
| B3RVzi |  | Rotational velocity of the 3rd WAMIT body about the global z-axis at the 3rd WAMIT body's reference point |  | (rad/s) | ( NBody < 3)
| B3TAxi |  | Translational acceleration of the 3rd WAMIT body along the global x-axis |  | (m/s^2) | ( NBody < 3)
| B3TAyi |  | Translational acceleration of the 3rd WAMIT body along the global y-axis |  | (m/s^2) | ( NBody < 3)
| B3TAzi |  | Translational acceleration of the 3rd WAMIT body along the global z-axis |  | (m/s^2) | ( NBody < 3)
| B3RAxi |  | Rotational acceleration of the 3rd WAMIT body about the global x-axis at the 3rd WAMIT body's reference point |  | (rad/s^2) | ( NBody < 3)
| B3RAyi |  | Rotational acceleration of the 3rd WAMIT body about the global y-axis at the 3rd WAMIT body's reference point |  | (rad/s^2) | ( NBody < 3)
| B3RAzi |  | Rotational acceleration of the 3rd WAMIT body about the global z-axis at the 3rd WAMIT body's reference point |  | (rad/s^2) | ( NBody < 3)
| B4Surge |  | Displacement of the 4th WAMIT body along the global x-axis |  | (m) | ( NBody < 4)
| B4Sway |  | Displacement of the 4th WAMIT body along the global y-axis |  | (m) | ( NBody < 4)
| B4Heave |  | Displacement of the 4th WAMIT body along the global z-axis |  | (m) | ( NBody < 4)
| B4Roll |  | Rotation of the 4th WAMIT body about the global x-axis at the 4th WAMIT body's reference point |  | (rad) | ( NBody < 4)
| B4Pitch |  | Rotation of the 4th WAMIT body about the global y-axis at the 4th WAMIT body's reference point |  | (rad) | ( NBody < 4)
| B4Yaw |  | Rotation of the 4th WAMIT body about the global z-axis at the 4th WAMIT body's reference point |  | (rad) | ( NBody < 4)
| B4TVxi |  | Translational velocity of the 4th WAMIT body along the global x-axis |  | (m/s) | ( NBody < 4)
| B4TVyi |  | Translational velocity of the 4th WAMIT body along the global y-axis |  | (m/s) | ( NBody < 4)
| B4TVzi |  | Translational velocity of the 4th WAMIT body along the global z-axis |  | (m/s) | ( NBody < 4)
| B4RVxi |  | Rotational velocity of the 4th WAMIT body about the global x-axis at the 4th WAMIT body's reference point |  | (rad/s) | ( NBody < 4)
| B4RVyi |  | Rotational velocity of the 4th WAMIT body about the global y-axis at the 4th WAMIT body's reference point |  | (rad/s) | ( NBody < 4)
| B4RVzi |  | Rotational velocity of the 4th WAMIT body about the global z-axis at the 4th WAMIT body's reference point |  | (rad/s) | ( NBody < 4)
| B4TAxi |  | Translational acceleration of the 4th WAMIT body along the global x-axis |  | (m/s^2) | ( NBody < 4)
| B4TAyi |  | Translational acceleration of the 4th WAMIT body along the global y-axis |  | (m/s^2) | ( NBody < 4)
| B4TAzi |  | Translational acceleration of the 4th WAMIT body along the global z-axis |  | (m/s^2) | ( NBody < 4)
| B4RAxi |  | Rotational acceleration of the 4th WAMIT body about the global x-axis at the 4th WAMIT body's reference point |  | (rad/s^2) | ( NBody < 4)
| B4RAyi |  | Rotational acceleration of the 4th WAMIT body about the global y-axis at the 4th WAMIT body's reference point |  | (rad/s^2) | ( NBody < 4)
| B4RAzi |  | Rotational acceleration of the 4th WAMIT body about the global z-axis at the 4th WAMIT body's reference point |  | (rad/s^2) | ( NBody < 4)
| B5Surge |  | Displacement of the 5th WAMIT body along the global x-axis |  | (m) | ( NBody < 5)
| B5Sway |  | Displacement of the 5th WAMIT body along the global y-axis |  | (m) | ( NBody < 5)
| B5Heave |  | Displacement of the 5th WAMIT body along the global z-axis |  | (m) | ( NBody < 5)
| B5Roll |  | Rotation of the 5th WAMIT body about the global x-axis at the 5th WAMIT body's reference point |  | (rad) | ( NBody < 5)
| B5Pitch |  | Rotation of the 5th WAMIT body about the global y-axis at the 5th WAMIT body's reference point |  | (rad) | ( NBody < 5)
| B5Yaw |  | Rotation of the 5th WAMIT body about the global z-axis at the 5th WAMIT body's reference point |  | (rad) | ( NBody < 5)
| B5TVxi |  | Translational velocity of the 5th WAMIT body along the global x-axis |  | (m/s) | ( NBody < 5)
| B5TVyi |  | Translational velocity of the 5th WAMIT body along the global y-axis |  | (m/s) | ( NBody < 5)
| B5TVzi |  | Translational velocity of the 5th WAMIT body along the global z-axis |  | (m/s) | ( NBody < 5)
| B5RVxi |  | Rotational velocity of the 5th WAMIT body about the global x-axis at the 5th WAMIT body's reference point |  | (rad/s) | ( NBody < 5)
| B5RVyi |  | Rotational velocity of the 5th WAMIT body about the global y-axis at the 5th WAMIT body's reference point |  | (rad/s) | ( NBody < 5)
| B5RVzi |  | Rotational velocity of the 5th WAMIT body about the global z-axis at the 5th WAMIT body's reference point |  | (rad/s) | ( NBody < 5)
| B5TAxi |  | Translational acceleration of the 5th WAMIT body along the global x-axis |  | (m/s^2) | ( NBody < 5)
| B5TAyi |  | Translational acceleration of the 5th WAMIT body along the global y-axis |  | (m/s^2) | ( NBody < 5)
| B5TAzi |  | Translational acceleration of the 5th WAMIT body along the global z-axis |  | (m/s^2) | ( NBody < 5)
| B5RAxi |  | Rotational acceleration of the 5th WAMIT body about the global x-axis at the 5th WAMIT body's reference point |  | (rad/s^2) | ( NBody < 5)
| B5RAyi |  | Rotational acceleration of the 5th WAMIT body about the global y-axis at the 5th WAMIT body's reference point |  | (rad/s^2) | ( NBody < 5)
| B5RAzi |  | Rotational acceleration of the 5th WAMIT body about the global z-axis at the 5th WAMIT body's reference point |  | (rad/s^2) | ( NBody < 5)
| B6Surge |  | Displacement of the 6th WAMIT body along the global x-axis |  | (m) | ( NBody < 6)
| B6Sway |  | Displacement of the 6th WAMIT body along the global y-axis |  | (m) | ( NBody < 6)
| B6Heave |  | Displacement of the 6th WAMIT body along the global z-axis |  | (m) | ( NBody < 6)
| B6Roll |  | Rotation of the 6th WAMIT body about the global x-axis at the 6th WAMIT body's reference point |  | (rad) | ( NBody < 6)
| B6Pitch |  | Rotation of the 6th WAMIT body about the global y-axis at the 6th WAMIT body's reference point |  | (rad) | ( NBody < 6)
| B6Yaw |  | Rotation of the 6th WAMIT body about the global z-axis at the 6th WAMIT body's reference point |  | (rad) | ( NBody < 6)
| B6TVxi |  | Translational velocity of the 6th WAMIT body along the global x-axis |  | (m/s) | ( NBody < 6)
| B6TVyi |  | Translational velocity of the 6th WAMIT body along the global y-axis |  | (m/s) | ( NBody < 6)
| B6TVzi |  | Translational velocity of the 6th WAMIT body along the global z-axis |  | (m/s) | ( NBody < 6)
| B6RVxi |  | Rotational velocity of the 6th WAMIT body about the global x-axis at the 6th WAMIT body's reference point |  | (rad/s) | ( NBody < 6)
| B6RVyi |  | Rotational velocity of the 6th WAMIT body about the global y-axis at the 6th WAMIT body's reference point |  | (rad/s) | ( NBody < 6)
| B6RVzi |  | Rotational velocity of the 6th WAMIT body about the global z-axis at the 6th WAMIT body's reference point |  | (rad/s) | ( NBody < 6)
| B6TAxi |  | Translational acceleration of the 6th WAMIT body along the global x-axis |  | (m/s^2) | ( NBody < 6)
| B6TAyi |  | Translational acceleration of the 6th WAMIT body along the global y-axis |  | (m/s^2) | ( NBody < 6)
| B6TAzi |  | Translational acceleration of the 6th WAMIT body along the global z-axis |  | (m/s^2) | ( NBody < 6)
| B6RAxi |  | Rotational acceleration of the 6th WAMIT body about the global x-axis at the 6th WAMIT body's reference point |  | (rad/s^2) | ( NBody < 6)
| B6RAyi |  | Rotational acceleration of the 6th WAMIT body about the global y-axis at the 6th WAMIT body's reference point |  | (rad/s^2) | ( NBody < 6)
| B6RAzi |  | Rotational acceleration of the 6th WAMIT body about the global z-axis at the 6th WAMIT body's reference point |  | (rad/s^2) | ( NBody < 6)
| B7Surge |  | Displacement of the 7th WAMIT body along the global x-axis |  | (m) | ( NBody < 7)
| B7Sway |  | Displacement of the 7th WAMIT body along the global y-axis |  | (m) | ( NBody < 7)
| B7Heave |  | Displacement of the 7th WAMIT body along the global z-axis |  | (m) | ( NBody < 7)
| B7Roll |  | Rotation of the 7th WAMIT body about the global x-axis at the 7th WAMIT body's reference point |  | (rad) | ( NBody < 7)
| B7Pitch |  | Rotation of the 7th WAMIT body about the global y-axis at the 7th WAMIT body's reference point |  | (rad) | ( NBody < 7)
| B7Yaw |  | Rotation of the 7th WAMIT body about the global z-axis at the 7th WAMIT body's reference point |  | (rad) | ( NBody < 7)
| B7TVxi |  | Translational velocity of the 7th WAMIT body along the global x-axis |  | (m/s) | ( NBody < 7)
| B7TVyi |  | Translational velocity of the 7th WAMIT body along the global y-axis |  | (m/s) | ( NBody < 7)
| B7TVzi |  | Translational velocity of the 7th WAMIT body along the global z-axis |  | (m/s) | ( NBody < 7)
| B7RVxi |  | Rotational velocity of the 7th WAMIT body about the global x-axis at the 7th WAMIT body's reference point |  | (rad/s) | ( NBody < 7)
| B7RVyi |  | Rotational velocity of the 7th WAMIT body about the global y-axis at the 7th WAMIT body's reference point |  | (rad/s) | ( NBody < 7)
| B7RVzi |  | Rotational velocity of the 7th WAMIT body about the global z-axis at the 7th WAMIT body's reference point |  | (rad/s) | ( NBody < 7)
| B7TAxi |  | Translational acceleration of the 7th WAMIT body along the global x-axis |  | (m/s^2) | ( NBody < 7)
| B7TAyi |  | Translational acceleration of the 7th WAMIT body along the global y-axis |  | (m/s^2) | ( NBody < 7)
| B7TAzi |  | Translational acceleration of the 7th WAMIT body along the global z-axis |  | (m/s^2) | ( NBody < 7)
| B7RAxi |  | Rotational acceleration of the 7th WAMIT body about the global x-axis at the 7th WAMIT body's reference point |  | (rad/s^2) | ( NBody < 7)
| B7RAyi |  | Rotational acceleration of the 7th WAMIT body about the global y-axis at the 7th WAMIT body's reference point |  | (rad/s^2) | ( NBody < 7)
| B7RAzi |  | Rotational acceleration of the 7th WAMIT body about the global z-axis at the 7th WAMIT body's reference point |  | (rad/s^2) | ( NBody < 7)
| B8Surge |  | Displacement of the 8th WAMIT body along the global x-axis |  | (m) | ( NBody < 8)
| B8Sway |  | Displacement of the 8th WAMIT body along the global y-axis |  | (m) | ( NBody < 8)
| B8Heave |  | Displacement of the 8th WAMIT body along the global z-axis |  | (m) | ( NBody < 8)
| B8Roll |  | Rotation of the 8th WAMIT body about the global x-axis at the 8th WAMIT body's reference point |  | (rad) | ( NBody < 8)
| B8Pitch |  | Rotation of the 8th WAMIT body about the global y-axis at the 8th WAMIT body's reference point |  | (rad) | ( NBody < 8)
| B8Yaw |  | Rotation of the 8th WAMIT body about the global z-axis at the 8th WAMIT body's reference point |  | (rad) | ( NBody < 8)
| B8TVxi |  | Translational velocity of the 8th WAMIT body along the global x-axis |  | (m/s) | ( NBody < 8)
| B8TVyi |  | Translational velocity of the 8th WAMIT body along the global y-axis |  | (m/s) | ( NBody < 8)
| B8TVzi |  | Translational velocity of the 8th WAMIT body along the global z-axis |  | (m/s) | ( NBody < 8)
| B8RVxi |  | Rotational velocity of the 8th WAMIT body about the global x-axis at the 8th WAMIT body's reference point |  | (rad/s) | ( NBody < 8)
| B8RVyi |  | Rotational velocity of the 8th WAMIT body about the global y-axis at the 8th WAMIT body's reference point |  | (rad/s) | ( NBody < 8)
| B8RVzi |  | Rotational velocity of the 8th WAMIT body about the global z-axis at the 8th WAMIT body's reference point |  | (rad/s) | ( NBody < 8)
| B8TAxi |  | Translational acceleration of the 8th WAMIT body along the global x-axis |  | (m/s^2) | ( NBody < 8)
| B8TAyi |  | Translational acceleration of the 8th WAMIT body along the global y-axis |  | (m/s^2) | ( NBody < 8)
| B8TAzi |  | Translational acceleration of the 8th WAMIT body along the global z-axis |  | (m/s^2) | ( NBody < 8)
| B8RAxi |  | Rotational acceleration of the 8th WAMIT body about the global x-axis at the 8th WAMIT body's reference point |  | (rad/s^2) | ( NBody < 8)
| B8RAyi |  | Rotational acceleration of the 8th WAMIT body about the global y-axis at the 8th WAMIT body's reference point |  | (rad/s^2) | ( NBody < 8)
| B8RAzi |  | Rotational acceleration of the 8th WAMIT body about the global z-axis at the 8th WAMIT body's reference point |  | (rad/s^2) | ( NBody < 8)
| B9Surge |  | Displacement of the 9th WAMIT body along the global x-axis |  | (m) | ( NBody < 9)
| B9Sway |  | Displacement of the 9th WAMIT body along the global y-axis |  | (m) | ( NBody < 9)
| B9Heave |  | Displacement of the 9th WAMIT body along the global z-axis |  | (m) | ( NBody < 9)
| B9Roll |  | Rotation of the 9th WAMIT body about the global x-axis at the 9th WAMIT body's reference point |  | (rad) | ( NBody < 9)
| B9Pitch |  | Rotation of the 9th WAMIT body about the global y-axis at the 9th WAMIT body's reference point |  | (rad) | ( NBody < 9)
| B9Yaw |  | Rotation of the 9th WAMIT body about the global z-axis at the 9th WAMIT body's reference point |  | (rad) | ( NBody < 9)
| B9TVxi |  | Translational velocity of the 9th WAMIT body along the global x-axis |  | (m/s) | ( NBody < 9)
| B9TVyi |  | Translational velocity of the 9th WAMIT body along the global y-axis |  | (m/s) | ( NBody < 9)
| B9TVzi |  | Translational velocity of the 9th WAMIT body along the global z-axis |  | (m/s) | ( NBody < 9)
| B9RVxi |  | Rotational velocity of the 9th WAMIT body about the global x-axis at the 9th WAMIT body's reference point |  | (rad/s) | ( NBody < 9)
| B9RVyi |  | Rotational velocity of the 9th WAMIT body about the global y-axis at the 9th WAMIT body's reference point |  | (rad/s) | ( NBody < 9)
| B9RVzi |  | Rotational velocity of the 9th WAMIT body about the global z-axis at the 9th WAMIT body's reference point |  | (rad/s) | ( NBody < 9)
| B9TAxi |  | Translational acceleration of the 9th WAMIT body along the global x-axis |  | (m/s^2) | ( NBody < 9)
| B9TAyi |  | Translational acceleration of the 9th WAMIT body along the global y-axis |  | (m/s^2) | ( NBody < 9)
| B9TAzi |  | Translational acceleration of the 9th WAMIT body along the global z-axis |  | (m/s^2) | ( NBody < 9)
| B9RAxi |  | Rotational acceleration of the 9th WAMIT body about the global x-axis at the 9th WAMIT body's reference point |  | (rad/s^2) | ( NBody < 9)
| B9RAyi |  | Rotational acceleration of the 9th WAMIT body about the global y-axis at the 9th WAMIT body's reference point |  | (rad/s^2) | ( NBody < 9)
| B9RAzi |  | Rotational acceleration of the 9th WAMIT body about the global z-axis at the 9th WAMIT body's reference point |  | (rad/s^2) | ( NBody < 9)
WAMIT Body Forces
| B1AddFxi |  | Force along the global x-axis due to additional preload, stiffness, and damping of the 1st WAMIT body |  | (N)
| B1AddFyi |  | Force along the global y-axis due to additional preload, stiffness, and damping of the 1st WAMIT body |  | (N)
| B1AddFzi |  | Force along the global z-axis due to additional preload, stiffness, and damping of the 1st WAMIT body |  | (N)
| B1AddMxi |  | Moment about the global x-axis at of the 1st WAMIT body's reference point due to additional preload, stiffness, and damping |  | (N-m)
| B1AddMyi |  | Moment about the global y-axis at of the 1st WAMIT body's reference point due to additional preload, stiffness, and damping |  | (N-m)
| B1AddMzi |  | Moment about the global z-axis at of the 1st WAMIT body's reference point due to additional preload, stiffness, and damping |  | (N-m)
| B1WvsF1xi |  | First-order wave-excitation force at the 1st WAMIT body from diffraction along the global x-axis |  | (N)
| B1WvsF1yi |  | First-order wave-excitation force at the 1st WAMIT body from diffraction along the global y-axis |  | (N)
| B1WvsF1zi |  | First-order wave-excitation force at the 1st WAMIT body from diffraction along the global z-axis |  | (N)
| B1WvsM1xi |  | First-order wave-excitation moment at the 1st WAMIT body reference point from diffraction about the global x-axis |  | (N-m)
| B1WvsM1yi |  | First-order wave-excitation moment at the 1st WAMIT body reference point from diffraction about the global y-axis |  | (N-m)
| B1WvsM1zi |  | First-order wave-excitation moment at the 1st WAMIT body reference point from diffraction about the global z-axis |  | (N-m)
| B1WvsFxi |  | Total (first-order plus second-order) wave-excitation force at the 1st WAMIT body from diffraction along the global x-axis |  | (N)
| B1WvsFyi |  | Total (first-order plus second-order) wave-excitation force at the 1st WAMIT body from diffraction along the global y-axis |  | (N)
| B1WvsFzi |  | Total (first-order plus second-order) wave-excitation force at the 1st WAMIT body from diffraction along the global z-axis |  | (N)
| B1WvsMxi |  | Total (first-order plus second-order) wave-excitation moment at the 1st WAMIT body reference point from diffraction about the global x-axis |  | (N-m)
| B1WvsMyi |  | Total (first-order plus second-order) wave-excitation moment at the 1st WAMIT body reference point from diffraction about the global y-axis |  | (N-m)
| B1WvsMzi |  | Total (first-order plus second-order) wave-excitation moment at the 1st WAMIT body reference point from diffraction about the global z-axis |  | (N-m)
| B1HdSFxi |  | Hydrostatic force from the 1st WAMIT body along the global x-axis |  | (N)
| B1HdSFyi |  | Hydrostatic force from the 1st WAMIT body along the global y-axis |  | (N)
| B1HdSFzi |  | Hydrostatic force from the 1st WAMIT body along the global z-axis |  | (N)
| B1HdSMxi |  | Hydrostatic moment from the 1st WAMIT body about the global x-axis at the 1st WAMT body reference point |  | (N-m)
| B1HdSMyi |  | Hydrostatic moment from the 1st WAMIT body about the global y-axis at the 1st WAMT body reference point |  | (N-m)
| B1HdSMzi |  | Hydrostatic moment from the 1st WAMIT body about the global z-axis at the 1st WAMT body reference point |  | (N-m)
| B1RdtFxi |  | Wave-radiation force at the 1st WAMIT body along the global x-axis |  | (N)
| B1RdtFyi |  | Wave-radiation force at the 1st WAMIT body along the global y-axis |  | (N)
| B1RdtFzi |  | Wave-radiation force at the 1st WAMIT body along the global z-axis |  | (N)
| B1RdtMxi |  | Wave-radiation moment at the 1st WAMIT body about the global x-axis at the 1st WAMIT body's reference point |  | (N-m)
| B1RdtMyi |  | Wave-radiation moment at the 1st WAMIT body about the global y-axis at the 1st WAMIT body's reference point |  | (N-m)
| B1RdtMzi |  | Wave-radiation moment at the 1st WAMIT body about the global z-axis at the 1st WAMIT body's reference point |  | (N-m)
| B2AddFxi |  | Force along the global x-axis due to additional preload, stiffness, and damping of the 2nd WAMIT body |  | (N) | ( NBody < 2)
| B2AddFyi |  | Force along the global y-axis due to additional preload, stiffness, and damping of the 2nd WAMIT body |  | (N) | ( NBody < 2)
| B2AddFzi |  | Force along the global z-axis due to additional preload, stiffness, and damping of the 2nd WAMIT body |  | (N) | ( NBody < 2)
| B2AddMxi |  | Moment about the global x-axis at of the 2nd WAMIT body's reference point due to additional preload, stiffness, and damping |  | (N-m) | ( NBody < 2)
| B2AddMyi |  | Moment about the global y-axis at of the 2nd WAMIT body's reference point due to additional preload, stiffness, and damping |  | (N-m) | ( NBody < 2)
| B2AddMzi |  | Moment about the global z-axis at of the 2nd WAMIT body's reference point due to additional preload, stiffness, and damping |  | (N-m) | ( NBody < 2)
| B2WvsF1xi |  | First-order wave-excitation force at the 2nd WAMIT body from diffraction along the global x-axis |  | (N)
| B2WvsF1yi |  | First-order wave-excitation force at the 2nd WAMIT body from diffraction along the global y-axis |  | (N)
| B2WvsF1zi |  | First-order wave-excitation force at the 2nd WAMIT body from diffraction along the global z-axis |  | (N)
| B2WvsM1xi |  | First-order wave-excitation moment at the 2nd WAMIT body reference point from diffraction about the global x-axis |  | (N-m)
| B2WvsM1yi |  | First-order wave-excitation moment at the 2nd WAMIT body reference point from diffraction about the global y-axis |  | (N-m)
| B2WvsM1zi |  | First-order wave-excitation moment at the 2nd WAMIT body reference point from diffraction about the global z-axis |  | (N-m)
| B2WvsFxi |  | Total (first-order plus second-order) wave-excitation force at the 2nd WAMIT body from diffraction along the global x-axis |  | (N) | ( NBody < 2)
| B2WvsFyi |  | Total (first-order plus second-order) wave-excitation force at the 2nd WAMIT body from diffraction along the global y-axis |  | (N) | ( NBody < 2)
| B2WvsFzi |  | Total (first-order plus second-order) wave-excitation force at the 2nd WAMIT body from diffraction along the global z-axis |  | (N) | ( NBody < 2)
| B2WvsMxi |  | Total (first-order plus second-order) wave-excitation moment at the 2nd WAMIT body reference point from diffraction about the global x-axis |  | (N-m) | ( NBody < 2)
| B2WvsMyi |  | Total (first-order plus second-order) wave-excitation moment at the 2nd WAMIT body reference point from diffraction about the global y-axis |  | (N-m) | ( NBody < 2)
| B2WvsMzi |  | Total (first-order plus second-order) wave-excitation moment at the 2nd WAMIT body reference point from diffraction about the global z-axis |  | (N-m) | ( NBody < 2)
| B2HdSFxi |  | Hydrostatic force from the 2nd WAMIT body along the global x-axis |  | (N) | ( NBody < 2)
| B2HdSFyi |  | Hydrostatic force from the 2nd WAMIT body along the global y-axis |  | (N) | ( NBody < 2)
| B2HdSFzi |  | Hydrostatic force from the 2nd WAMIT body along the global z-axis |  | (N) | ( NBody < 2)
| B2HdSMxi |  | Hydrostatic moment from the 2nd WAMIT body about the global x-axis at the 2nd WAMT body reference point |  | (N-m) | ( NBody < 2)
| B2HdSMyi |  | Hydrostatic moment from the 2nd WAMIT body about the global y-axis at the 2nd WAMT body reference point |  | (N-m) | ( NBody < 2)
| B2HdSMzi |  | Hydrostatic moment from the 2nd WAMIT body about the global z-axis at the 2nd WAMT body reference point |  | (N-m) | ( NBody < 2)
| B2RdtFxi |  | Wave-radiation force at the 2nd WAMIT body along the global x-axis |  | (N) | ( NBody < 2)
| B2RdtFyi |  | Wave-radiation force at the 2nd WAMIT body along the global y-axis |  | (N) | ( NBody < 2)
| B2RdtFzi |  | Wave-radiation force at the 2nd WAMIT body along the global z-axis |  | (N) | ( NBody < 2)
| B2RdtMxi |  | Wave-radiation moment at the 2nd WAMIT body about the global x-axis at the 2nd WAMIT body's reference point |  | (N-m) | ( NBody < 2)
| B2RdtMyi |  | Wave-radiation moment at the 2nd WAMIT body about the global y-axis at the 2nd WAMIT body's reference point |  | (N-m) | ( NBody < 2)
| B2RdtMzi |  | Wave-radiation moment at the 2nd WAMIT body about the global z-axis at the 2nd WAMIT body's reference point |  | (N-m) | ( NBody < 2)
| B3AddFxi |  | Force along the global x-axis due to additional preload, stiffness, and damping of the 3rd WAMIT body |  | (N) | ( NBody < 3)
| B3AddFyi |  | Force along the global y-axis due to additional preload, stiffness, and damping of the 3rd WAMIT body |  | (N) | ( NBody < 3)
| B3AddFzi |  | Force along the global z-axis due to additional preload, stiffness, and damping of the 3rd WAMIT body |  | (N) | ( NBody < 3)
| B3AddMxi |  | Moment about the global x-axis at of the 3rd WAMIT body's reference point due to additional preload, stiffness, and damping |  | (N-m) | ( NBody < 3)
| B3AddMyi |  | Moment about the global y-axis at of the 3rd WAMIT body's reference point due to additional preload, stiffness, and damping |  | (N-m) | ( NBody < 3)
| B3AddMzi |  | Moment about the global z-axis at of the 3rd WAMIT body's reference point due to additional preload, stiffness, and damping |  | (N-m) | ( NBody < 3)
| B3WvsF1xi |  | First-order wave-excitation force at the 3rd WAMIT body from diffraction along the global x-axis |  | (N)
| B3WvsF1yi |  | First-order wave-excitation force at the 3rd WAMIT body from diffraction along the global y-axis |  | (N)
| B3WvsF1zi |  | First-order wave-excitation force at the 3rd WAMIT body from diffraction along the global z-axis |  | (N)
| B3WvsM1xi |  | First-order wave-excitation moment at the 3rd WAMIT body reference point from diffraction about the global x-axis |  | (N-m)
| B3WvsM1yi |  | First-order wave-excitation moment at the 3rd WAMIT body reference point from diffraction about the global y-axis |  | (N-m)
| B3WvsM1zi |  | First-order wave-excitation moment at the 3rd WAMIT body reference point from diffraction about the global z-axis |  | (N-m)
| B3WvsFxi |  | Total (first-order plus second-order) wave-excitation force at the 3rd WAMIT body from diffraction along the global x-axis |  | (N) | ( NBody < 3)
| B3WvsFyi |  | Total (first-order plus second-order) wave-excitation force at the 3rd WAMIT body from diffraction along the global y-axis |  | (N) | ( NBody < 3)
| B3WvsFzi |  | Total (first-order plus second-order) wave-excitation force at the 3rd WAMIT body from diffraction along the global z-axis |  | (N) | ( NBody < 3)
| B3WvsMxi |  | Total (first-order plus second-order) wave-excitation moment at the 3rd WAMIT body reference point from diffraction about the global x-axis |  | (N-m) | ( NBody < 3)
| B3WvsMyi |  | Total (first-order plus second-order) wave-excitation moment at the 3rd WAMIT body reference point from diffraction about the global y-axis |  | (N-m) | ( NBody < 3)
| B3WvsMzi |  | Total (first-order plus second-order) wave-excitation moment at the 3rd WAMIT body reference point from diffraction about the global z-axis |  | (N-m) | ( NBody < 3)
| B3HdSFxi |  | Hydrostatic force from the 3rd WAMIT body along the global x-axis |  | (N) | ( NBody < 3)
| B3HdSFyi |  | Hydrostatic force from the 3rd WAMIT body along the global y-axis |  | (N) | ( NBody < 3)
| B3HdSFzi |  | Hydrostatic force from the 3rd WAMIT body along the global z-axis |  | (N) | ( NBody < 3)
| B3HdSMxi |  | Hydrostatic moment from the 3rd WAMIT body about the global x-axis at the 3rd WAMT body reference point |  | (N-m) | ( NBody < 3)
| B3HdSMyi |  | Hydrostatic moment from the 3rd WAMIT body about the global y-axis at the 3rd WAMT body reference point |  | (N-m) | ( NBody < 3)
| B3HdSMzi |  | Hydrostatic moment from the 3rd WAMIT body about the global z-axis at the 3rd WAMT body reference point |  | (N-m) | ( NBody < 3)
| B3RdtFxi |  | Wave-radiation force at the 3rd WAMIT body along the global x-axis |  | (N) | ( NBody < 3)
| B3RdtFyi |  | Wave-radiation force at the 3rd WAMIT body along the global y-axis |  | (N) | ( NBody < 3)
| B3RdtFzi |  | Wave-radiation force at the 3rd WAMIT body along the global z-axis |  | (N) | ( NBody < 3)
| B3RdtMxi |  | Wave-radiation moment at the 3rd WAMIT body about the global x-axis at the 3rd WAMIT body's reference point |  | (N-m) | ( NBody < 3)
| B3RdtMyi |  | Wave-radiation moment at the 3rd WAMIT body about the global y-axis at the 3rd WAMIT body's reference point |  | (N-m) | ( NBody < 3)
| B3RdtMzi |  | Wave-radiation moment at the 3rd WAMIT body about the global z-axis at the 3rd WAMIT body's reference point |  | (N-m) | ( NBody < 3)
| B4AddFxi |  | Force along the global x-axis due to additional preload, stiffness, and damping of the 4th WAMIT body |  | (N) | ( NBody < 4)
| B4AddFyi |  | Force along the global y-axis due to additional preload, stiffness, and damping of the 4th WAMIT body |  | (N) | ( NBody < 4)
| B4AddFzi |  | Force along the global z-axis due to additional preload, stiffness, and damping of the 4th WAMIT body |  | (N) | ( NBody < 4)
| B4AddMxi |  | Moment about the global x-axis at of the 4th WAMIT body's reference point due to additional preload, stiffness, and damping |  | (N-m) | ( NBody < 4)
| B4AddMyi |  | Moment about the global y-axis at of the 4th WAMIT body's reference point due to additional preload, stiffness, and damping |  | (N-m) | ( NBody < 4)
| B4AddMzi |  | Moment about the global z-axis at of the 4th WAMIT body's reference point due to additional preload, stiffness, and damping |  | (N-m) | ( NBody < 4)
| B4WvsF1xi |  | First-order wave-excitation force at the 4th WAMIT body from diffraction along the global x-axis |  | (N)
| B4WvsF1yi |  | First-order wave-excitation force at the 4th WAMIT body from diffraction along the global y-axis |  | (N)
| B4WvsF1zi |  | First-order wave-excitation force at the 4th WAMIT body from diffraction along the global z-axis |  | (N)
| B4WvsM1xi |  | First-order wave-excitation moment at the 4th WAMIT body reference point from diffraction about the global x-axis |  | (N-m)
| B4WvsM1yi |  | First-order wave-excitation moment at the 4th WAMIT body reference point from diffraction about the global y-axis |  | (N-m)
| B4WvsM1zi |  | First-order wave-excitation moment at the 4th WAMIT body reference point from diffraction about the global z-axis |  | (N-m)
| B4WvsFxi |  | Total (first-order plus second-order) wave-excitation force at the 4th WAMIT body from diffraction along the global x-axis |  | (N) | ( NBody < 4)
| B4WvsFyi |  | Total (first-order plus second-order) wave-excitation force at the 4th WAMIT body from diffraction along the global y-axis |  | (N) | ( NBody < 4)
| B4WvsFzi |  | Total (first-order plus second-order) wave-excitation force at the 4th WAMIT body from diffraction along the global z-axis |  | (N) | ( NBody < 4)
| B4WvsMxi |  | Total (first-order plus second-order) wave-excitation moment at the 4th WAMIT body reference point from diffraction about the global x-axis |  | (N-m) | ( NBody < 4)
| B4WvsMyi |  | Total (first-order plus second-order) wave-excitation moment at the 4th WAMIT body reference point from diffraction about the global y-axis |  | (N-m) | ( NBody < 4)
| B4WvsMzi |  | Total (first-order plus second-order) wave-excitation moment at the 4th WAMIT body reference point from diffraction about the global z-axis |  | (N-m) | ( NBody < 4)
| B4HdSFxi |  | Hydrostatic force from the 4th WAMIT body along the global x-axis |  | (N) | ( NBody < 4)
| B4HdSFyi |  | Hydrostatic force from the 4th WAMIT body along the global y-axis |  | (N) | ( NBody < 4)
| B4HdSFzi |  | Hydrostatic force from the 4th WAMIT body along the global z-axis |  | (N) | ( NBody < 4)
| B4HdSMxi |  | Hydrostatic moment from the 4th WAMIT body about the global x-axis at the 4th WAMT body reference point |  | (N-m) | ( NBody < 4)
| B4HdSMyi |  | Hydrostatic moment from the 4th WAMIT body about the global y-axis at the 4th WAMT body reference point |  | (N-m) | ( NBody < 4)
| B4HdSMzi |  | Hydrostatic moment from the 4th WAMIT body about the global z-axis at the 4th WAMT body reference point |  | (N-m) | ( NBody < 4)
| B4RdtFxi |  | Wave-radiation force at the 4th WAMIT body along the global x-axis |  | (N) | ( NBody < 4)
| B4RdtFyi |  | Wave-radiation force at the 4th WAMIT body along the global y-axis |  | (N) | ( NBody < 4)
| B4RdtFzi |  | Wave-radiation force at the 4th WAMIT body along the global z-axis |  | (N) | ( NBody < 4)
| B4RdtMxi |  | Wave-radiation moment at the 4th WAMIT body about the global x-axis at the 4th WAMIT body's reference point |  | (N-m) | ( NBody < 4)
| B4RdtMyi |  | Wave-radiation moment at the 4th WAMIT body about the global y-axis at the 4th WAMIT body's reference point |  | (N-m) | ( NBody < 4)
| B4RdtMzi |  | Wave-radiation moment at the 4th WAMIT body about the global z-axis at the 4th WAMIT body's reference point |  | (N-m) | ( NBody < 4)
| B5AddFxi |  | Force along the global x-axis due to additional preload, stiffness, and damping of the 5th WAMIT body |  | (N) | ( NBody < 5)
| B5AddFyi |  | Force along the global y-axis due to additional preload, stiffness, and damping of the 5th WAMIT body |  | (N) | ( NBody < 5)
| B5AddFzi |  | Force along the global z-axis due to additional preload, stiffness, and damping of the 5th WAMIT body |  | (N) | ( NBody < 5)
| B5AddMxi |  | Moment about the global x-axis at of the 5th WAMIT body's reference point due to additional preload, stiffness, and damping |  | (N-m) | ( NBody < 5)
| B5AddMyi |  | Moment about the global y-axis at of the 5th WAMIT body's reference point due to additional preload, stiffness, and damping |  | (N-m) | ( NBody < 5)
| B5AddMzi |  | Moment about the global z-axis at of the 5th WAMIT body's reference point due to additional preload, stiffness, and damping |  | (N-m) | ( NBody < 5)
| B5WvsF1xi |  | First-order wave-excitation force at the 5th WAMIT body from diffraction along the global x-axis |  | (N)
| B5WvsF1yi |  | First-order wave-excitation force at the 5th WAMIT body from diffraction along the global y-axis |  | (N)
| B5WvsF1zi |  | First-order wave-excitation force at the 5th WAMIT body from diffraction along the global z-axis |  | (N)
| B5WvsM1xi |  | First-order wave-excitation moment at the 5th WAMIT body reference point from diffraction about the global x-axis |  | (N-m)
| B5WvsM1yi |  | First-order wave-excitation moment at the 5th WAMIT body reference point from diffraction about the global y-axis |  | (N-m)
| B5WvsM1zi |  | First-order wave-excitation moment at the 5th WAMIT body reference point from diffraction about the global z-axis |  | (N-m)
| B5WvsFxi |  | Total (first-order plus second-order) wave-excitation force at the 5th WAMIT body from diffraction along the global x-axis |  | (N) | ( NBody < 5)
| B5WvsFyi |  | Total (first-order plus second-order) wave-excitation force at the 5th WAMIT body from diffraction along the global y-axis |  | (N) | ( NBody < 5)
| B5WvsFzi |  | Total (first-order plus second-order) wave-excitation force at the 5th WAMIT body from diffraction along the global z-axis |  | (N) | ( NBody < 5)
| B5WvsMxi |  | Total (first-order plus second-order) wave-excitation moment at the 5th WAMIT body reference point from diffraction about the global x-axis |  | (N-m) | ( NBody < 5)
| B5WvsMyi |  | Total (first-order plus second-order) wave-excitation moment at the 5th WAMIT body reference point from diffraction about the global y-axis |  | (N-m) | ( NBody < 5)
| B5WvsMzi |  | Total (first-order plus second-order) wave-excitation moment at the 5th WAMIT body reference point from diffraction about the global z-axis |  | (N-m) | ( NBody < 5)
| B5HdSFxi |  | Hydrostatic force from the 5th WAMIT body along the global x-axis |  | (N) | ( NBody < 5)
| B5HdSFyi |  | Hydrostatic force from the 5th WAMIT body along the global y-axis |  | (N) | ( NBody < 5)
| B5HdSFzi |  | Hydrostatic force from the 5th WAMIT body along the global z-axis |  | (N) | ( NBody < 5)
| B5HdSMxi |  | Hydrostatic moment from the 5th WAMIT body about the global x-axis at the 5th WAMT body reference point |  | (N-m) | ( NBody < 5)
| B5HdSMyi |  | Hydrostatic moment from the 5th WAMIT body about the global y-axis at the 5th WAMT body reference point |  | (N-m) | ( NBody < 5)
| B5HdSMzi |  | Hydrostatic moment from the 5th WAMIT body about the global z-axis at the 5th WAMT body reference point |  | (N-m) | ( NBody < 5)
| B5RdtFxi |  | Wave-radiation force at the 5th WAMIT body along the global x-axis |  | (N) | ( NBody < 5)
| B5RdtFyi |  | Wave-radiation force at the 5th WAMIT body along the global y-axis |  | (N) | ( NBody < 5)
| B5RdtFzi |  | Wave-radiation force at the 5th WAMIT body along the global z-axis |  | (N) | ( NBody < 5)
| B5RdtMxi |  | Wave-radiation moment at the 5th WAMIT body about the global x-axis at the 5th WAMIT body's reference point |  | (N-m) | ( NBody < 5)
| B5RdtMyi |  | Wave-radiation moment at the 5th WAMIT body about the global y-axis at the 5th WAMIT body's reference point |  | (N-m) | ( NBody < 5)
| B5RdtMzi |  | Wave-radiation moment at the 5th WAMIT body about the global z-axis at the 5th WAMIT body's reference point |  | (N-m) | ( NBody < 5)
| B6AddFxi |  | Force along the global x-axis due to additional preload, stiffness, and damping of the 6th WAMIT body |  | (N) | ( NBody < 6)
| B6AddFyi |  | Force along the global y-axis due to additional preload, stiffness, and damping of the 6th WAMIT body |  | (N) | ( NBody < 6)
| B6AddFzi |  | Force along the global z-axis due to additional preload, stiffness, and damping of the 6th WAMIT body |  | (N) | ( NBody < 6)
| B6AddMxi |  | Moment about the global x-axis at of the 6th WAMIT body's reference point due to additional preload, stiffness, and damping |  | (N-m) | ( NBody < 6)
| B6AddMyi |  | Moment about the global y-axis at of the 6th WAMIT body's reference point due to additional preload, stiffness, and damping |  | (N-m) | ( NBody < 6)
| B6AddMzi |  | Moment about the global z-axis at of the 6th WAMIT body's reference point due to additional preload, stiffness, and damping |  | (N-m) | ( NBody < 6)
| B6WvsF1xi |  | First-order wave-excitation force at the 6th WAMIT body from diffraction along the global x-axis |  | (N)
| B6WvsF1yi |  | First-order wave-excitation force at the 6th WAMIT body from diffraction along the global y-axis |  | (N)
| B6WvsF1zi |  | First-order wave-excitation force at the 6th WAMIT body from diffraction along the global z-axis |  | (N)
| B6WvsM1xi |  | First-order wave-excitation moment at the 6th WAMIT body reference point from diffraction about the global x-axis |  | (N-m)
| B6WvsM1yi |  | First-order wave-excitation moment at the 6th WAMIT body reference point from diffraction about the global y-axis |  | (N-m)
| B6WvsM1zi |  | First-order wave-excitation moment at the 6th WAMIT body reference point from diffraction about the global z-axis |  | (N-m)
| B6WvsFxi |  | Total (first-order plus second-order) wave-excitation force at the 6th WAMIT body from diffraction along the global x-axis |  | (N) | ( NBody < 6)
| B6WvsFyi |  | Total (first-order plus second-order) wave-excitation force at the 6th WAMIT body from diffraction along the global y-axis |  | (N) | ( NBody < 6)
| B6WvsFzi |  | Total (first-order plus second-order) wave-excitation force at the 6th WAMIT body from diffraction along the global z-axis |  | (N) | ( NBody < 6)
| B6WvsMxi |  | Total (first-order plus second-order) wave-excitation moment at the 6th WAMIT body reference point from diffraction about the global x-axis |  | (N-m) | ( NBody < 6)
| B6WvsMyi |  | Total (first-order plus second-order) wave-excitation moment at the 6th WAMIT body reference point from diffraction about the global y-axis |  | (N-m) | ( NBody < 6)
| B6WvsMzi |  | Total (first-order plus second-order) wave-excitation moment at the 6th WAMIT body reference point from diffraction about the global z-axis |  | (N-m) | ( NBody < 6)
| B6HdSFxi |  | Hydrostatic force from the 6th WAMIT body along the global x-axis |  | (N) | ( NBody < 6)
| B6HdSFyi |  | Hydrostatic force from the 6th WAMIT body along the global y-axis |  | (N) | ( NBody < 6)
| B6HdSFzi |  | Hydrostatic force from the 6th WAMIT body along the global z-axis |  | (N) | ( NBody < 6)
| B6HdSMxi |  | Hydrostatic moment from the 6th WAMIT body about the global x-axis at the 6th WAMT body reference point |  | (N-m) | ( NBody < 6)
| B6HdSMyi |  | Hydrostatic moment from the 6th WAMIT body about the global y-axis at the 6th WAMT body reference point |  | (N-m) | ( NBody < 6)
| B6HdSMzi |  | Hydrostatic moment from the 6th WAMIT body about the global z-axis at the 6th WAMT body reference point |  | (N-m) | ( NBody < 6)
| B6RdtFxi |  | Wave-radiation force at the 6th WAMIT body along the global x-axis |  | (N) | ( NBody < 6)
| B6RdtFyi |  | Wave-radiation force at the 6th WAMIT body along the global y-axis |  | (N) | ( NBody < 6)
| B6RdtFzi |  | Wave-radiation force at the 6th WAMIT body along the global z-axis |  | (N) | ( NBody < 6)
| B6RdtMxi |  | Wave-radiation moment at the 6th WAMIT body about the global x-axis at the 6th WAMIT body's reference point |  | (N-m) | ( NBody < 6)
| B6RdtMyi |  | Wave-radiation moment at the 6th WAMIT body about the global y-axis at the 6th WAMIT body's reference point |  | (N-m) | ( NBody < 6)
| B6RdtMzi |  | Wave-radiation moment at the 6th WAMIT body about the global z-axis at the 6th WAMIT body's reference point |  | (N-m) | ( NBody < 6)
| B7AddFxi |  | Force along the global x-axis due to additional preload, stiffness, and damping of the 7th WAMIT body |  | (N) | ( NBody < 7)
| B7AddFyi |  | Force along the global y-axis due to additional preload, stiffness, and damping of the 7th WAMIT body |  | (N) | ( NBody < 7)
| B7AddFzi |  | Force along the global z-axis due to additional preload, stiffness, and damping of the 7th WAMIT body |  | (N) | ( NBody < 7)
| B7AddMxi |  | Moment about the global x-axis at of the 7th WAMIT body's reference point due to additional preload, stiffness, and damping |  | (N-m) | ( NBody < 7)
| B7AddMyi |  | Moment about the global y-axis at of the 7th WAMIT body's reference point due to additional preload, stiffness, and damping |  | (N-m) | ( NBody < 7)
| B7AddMzi |  | Moment about the global z-axis at of the 7th WAMIT body's reference point due to additional preload, stiffness, and damping |  | (N-m) | ( NBody < 7)
| B7WvsF1xi |  | First-order wave-excitation force at the 7th WAMIT body from diffraction along the global x-axis |  | (N)
| B7WvsF1yi |  | First-order wave-excitation force at the 7th WAMIT body from diffraction along the global y-axis |  | (N)
| B7WvsF1zi |  | First-order wave-excitation force at the 7th WAMIT body from diffraction along the global z-axis |  | (N)
| B7WvsM1xi |  | First-order wave-excitation moment at the 7th WAMIT body reference point from diffraction about the global x-axis |  | (N-m)
| B7WvsM1yi |  | First-order wave-excitation moment at the 7th WAMIT body reference point from diffraction about the global y-axis |  | (N-m)
| B7WvsM1zi |  | First-order wave-excitation moment at the 7th WAMIT body reference point from diffraction about the global z-axis |  | (N-m)
| B7WvsFxi |  | Total (first-order plus second-order) wave-excitation force at the 7th WAMIT body from diffraction along the global x-axis |  | (N) | ( NBody < 7)
| B7WvsFyi |  | Total (first-order plus second-order) wave-excitation force at the 7th WAMIT body from diffraction along the global y-axis |  | (N) | ( NBody < 7)
| B7WvsFzi |  | Total (first-order plus second-order) wave-excitation force at the 7th WAMIT body from diffraction along the global z-axis |  | (N) | ( NBody < 7)
| B7WvsMxi |  | Total (first-order plus second-order) wave-excitation moment at the 7th WAMIT body reference point from diffraction about the global x-axis |  | (N-m) | ( NBody < 7)
| B7WvsMyi |  | Total (first-order plus second-order) wave-excitation moment at the 7th WAMIT body reference point from diffraction about the global y-axis |  | (N-m) | ( NBody < 7)
| B7WvsMzi |  | Total (first-order plus second-order) wave-excitation moment at the 7th WAMIT body reference point from diffraction about the global z-axis |  | (N-m) | ( NBody < 7)
| B7HdSFxi |  | Hydrostatic force from the 7th WAMIT body along the global x-axis |  | (N) | ( NBody < 7)
| B7HdSFyi |  | Hydrostatic force from the 7th WAMIT body along the global y-axis |  | (N) | ( NBody < 7)
| B7HdSFzi |  | Hydrostatic force from the 7th WAMIT body along the global z-axis |  | (N) | ( NBody < 7)
| B7HdSMxi |  | Hydrostatic moment from the 7th WAMIT body about the global x-axis at the 7th WAMT body reference point |  | (N-m) | ( NBody < 7)
| B7HdSMyi |  | Hydrostatic moment from the 7th WAMIT body about the global y-axis at the 7th WAMT body reference point |  | (N-m) | ( NBody < 7)
| B7HdSMzi |  | Hydrostatic moment from the 7th WAMIT body about the global z-axis at the 7th WAMT body reference point |  | (N-m) | ( NBody < 7)
| B7RdtFxi |  | Wave-radiation force at the 7th WAMIT body along the global x-axis |  | (N) | ( NBody < 7)
| B7RdtFyi |  | Wave-radiation force at the 7th WAMIT body along the global y-axis |  | (N) | ( NBody < 7)
| B7RdtFzi |  | Wave-radiation force at the 7th WAMIT body along the global z-axis |  | (N) | ( NBody < 7)
| B7RdtMxi |  | Wave-radiation moment at the 7th WAMIT body about the global x-axis at the 7th WAMIT body's reference point |  | (N-m) | ( NBody < 7)
| B7RdtMyi |  | Wave-radiation moment at the 7th WAMIT body about the global y-axis at the 7th WAMIT body's reference point |  | (N-m) | ( NBody < 7)
| B7RdtMzi |  | Wave-radiation moment at the 7th WAMIT body about the global z-axis at the 7th WAMIT body's reference point |  | (N-m) | ( NBody < 7)
| B8AddFxi |  | Force along the global x-axis due to additional preload, stiffness, and damping of the 8th WAMIT body |  | (N) | ( NBody < 8)
| B8AddFyi |  | Force along the global y-axis due to additional preload, stiffness, and damping of the 8th WAMIT body |  | (N) | ( NBody < 8)
| B8AddFzi |  | Force along the global z-axis due to additional preload, stiffness, and damping of the 8th WAMIT body |  | (N) | ( NBody < 8)
| B8AddMxi |  | Moment about the global x-axis at of the 8th WAMIT body's reference point due to additional preload, stiffness, and damping |  | (N-m) | ( NBody < 8)
| B8AddMyi |  | Moment about the global y-axis at of the 8th WAMIT body's reference point due to additional preload, stiffness, and damping |  | (N-m) | ( NBody < 8)
| B8AddMzi |  | Moment about the global z-axis at of the 8th WAMIT body's reference point due to additional preload, stiffness, and damping |  | (N-m) | ( NBody < 8)
| B8WvsF1xi |  | First-order wave-excitation force at the 8th WAMIT body from diffraction along the global x-axis |  | (N)
| B8WvsF1yi |  | First-order wave-excitation force at the 8th WAMIT body from diffraction along the global y-axis |  | (N)
| B8WvsF1zi |  | First-order wave-excitation force at the 8th WAMIT body from diffraction along the global z-axis |  | (N)
| B8WvsM1xi |  | First-order wave-excitation moment at the 8th WAMIT body reference point from diffraction about the global x-axis |  | (N-m)
| B8WvsM1yi |  | First-order wave-excitation moment at the 8th WAMIT body reference point from diffraction about the global y-axis |  | (N-m)
| B8WvsM1zi |  | First-order wave-excitation moment at the 8th WAMIT body reference point from diffraction about the global z-axis |  | (N-m)
| B8WvsFxi |  | Total (first-order plus second-order) wave-excitation force at the 8th WAMIT body from diffraction along the global x-axis |  | (N) | ( NBody < 8)
| B8WvsFyi |  | Total (first-order plus second-order) wave-excitation force at the 8th WAMIT body from diffraction along the global y-axis |  | (N) | ( NBody < 8)
| B8WvsFzi |  | Total (first-order plus second-order) wave-excitation force at the 8th WAMIT body from diffraction along the global z-axis |  | (N) | ( NBody < 8)
| B8WvsMxi |  | Total (first-order plus second-order) wave-excitation moment at the 8th WAMIT body reference point from diffraction about the global x-axis |  | (N-m) | ( NBody < 8)
| B8WvsMyi |  | Total (first-order plus second-order) wave-excitation moment at the 8th WAMIT body reference point from diffraction about the global y-axis |  | (N-m) | ( NBody < 8)
| B8WvsMzi |  | Total (first-order plus second-order) wave-excitation moment at the 8th WAMIT body reference point from diffraction about the global z-axis |  | (N-m) | ( NBody < 8)
| B8HdSFxi |  | Hydrostatic force from the 8th WAMIT body along the global x-axis |  | (N) | ( NBody < 8)
| B8HdSFyi |  | Hydrostatic force from the 8th WAMIT body along the global y-axis |  | (N) | ( NBody < 8)
| B8HdSFzi |  | Hydrostatic force from the 8th WAMIT body along the global z-axis |  | (N) | ( NBody < 8)
| B8HdSMxi |  | Hydrostatic moment from the 8th WAMIT body about the global x-axis at the 8th WAMT body reference point |  | (N-m) | ( NBody < 8)
| B8HdSMyi |  | Hydrostatic moment from the 8th WAMIT body about the global y-axis at the 8th WAMT body reference point |  | (N-m) | ( NBody < 8)
| B8HdSMzi |  | Hydrostatic moment from the 8th WAMIT body about the global z-axis at the 8th WAMT body reference point |  | (N-m) | ( NBody < 8)
| B8RdtFxi |  | Wave-radiation force at the 8th WAMIT body along the global x-axis |  | (N) | ( NBody < 8)
| B8RdtFyi |  | Wave-radiation force at the 8th WAMIT body along the global y-axis |  | (N) | ( NBody < 8)
| B8RdtFzi |  | Wave-radiation force at the 8th WAMIT body along the global z-axis |  | (N) | ( NBody < 8)
| B8RdtMxi |  | Wave-radiation moment at the 8th WAMIT body about the global x-axis at the 8th WAMIT body's reference point |  | (N-m) | ( NBody < 8)
| B8RdtMyi |  | Wave-radiation moment at the 8th WAMIT body about the global y-axis at the 8th WAMIT body's reference point |  | (N-m) | ( NBody < 8)
| B8RdtMzi |  | Wave-radiation moment at the 8th WAMIT body about the global z-axis at the 8th WAMIT body's reference point |  | (N-m) | ( NBody < 8)
| B9AddFxi |  | Force along the global x-axis due to additional preload, stiffness, and damping of the 9th WAMIT body |  | (N) | ( NBody < 9)
| B9AddFyi |  | Force along the global y-axis due to additional preload, stiffness, and damping of the 9th WAMIT body |  | (N) | ( NBody < 9)
| B9AddFzi |  | Force along the global z-axis due to additional preload, stiffness, and damping of the 9th WAMIT body |  | (N) | ( NBody < 9)
| B9AddMxi |  | Moment about the global x-axis at of the 9th WAMIT body's reference point due to additional preload, stiffness, and damping |  | (N-m) | ( NBody < 9)
| B9AddMyi |  | Moment about the global y-axis at of the 9th WAMIT body's reference point due to additional preload, stiffness, and damping |  | (N-m) | ( NBody < 9)
| B9AddMzi |  | Moment about the global z-axis at of the 9th WAMIT body's reference point due to additional preload, stiffness, and damping |  | (N-m) | ( NBody < 9)
| B9WvsF1xi |  | First-order wave-excitation force at the 9th WAMIT body from diffraction along the global x-axis |  | (N)
| B9WvsF1yi |  | First-order wave-excitation force at the 9th WAMIT body from diffraction along the global y-axis |  | (N)
| B9WvsF1zi |  | First-order wave-excitation force at the 9th WAMIT body from diffraction along the global z-axis |  | (N)
| B9WvsM1xi |  | First-order wave-excitation moment at the 9th WAMIT body reference point from diffraction about the global x-axis |  | (N-m)
| B9WvsM1yi |  | First-order wave-excitation moment at the 9th WAMIT body reference point from diffraction about the global y-axis |  | (N-m)
| B9WvsM1zi |  | First-order wave-excitation moment at the 9th WAMIT body reference point from diffraction about the global z-axis |  | (N-m)
| B9WvsFxi |  | Total (first-order plus second-order) wave-excitation force at the 9th WAMIT body from diffraction along the global x-axis |  | (N) | ( NBody < 9)
| B9WvsFyi |  | Total (first-order plus second-order) wave-excitation force at the 9th WAMIT body from diffraction along the global y-axis |  | (N) | ( NBody < 9)
| B9WvsFzi |  | Total (first-order plus second-order) wave-excitation force at the 9th WAMIT body from diffraction along the global z-axis |  | (N) | ( NBody < 9)
| B9WvsMxi |  | Total (first-order plus second-order) wave-excitation moment at the 9th WAMIT body reference point from diffraction about the global x-axis |  | (N-m) | ( NBody < 9)
| B9WvsMyi |  | Total (first-order plus second-order) wave-excitation moment at the 9th WAMIT body reference point from diffraction about the global y-axis |  | (N-m) | ( NBody < 9)
| B9WvsMzi |  | Total (first-order plus second-order) wave-excitation moment at the 9th WAMIT body reference point from diffraction about the global z-axis |  | (N-m) | ( NBody < 9)
| B9HdSFxi |  | Hydrostatic force from the 9th WAMIT body along the global x-axis |  | (N) | ( NBody < 9)
| B9HdSFyi |  | Hydrostatic force from the 9th WAMIT body along the global y-axis |  | (N) | ( NBody < 9)
| B9HdSFzi |  | Hydrostatic force from the 9th WAMIT body along the global z-axis |  | (N) | ( NBody < 9)
| B9HdSMxi |  | Hydrostatic moment from the 9th WAMIT body about the global x-axis at the 9th WAMT body reference point |  | (N-m) | ( NBody < 9)
| B9HdSMyi |  | Hydrostatic moment from the 9th WAMIT body about the global y-axis at the 9th WAMT body reference point |  | (N-m) | ( NBody < 9)
| B9HdSMzi |  | Hydrostatic moment from the 9th WAMIT body about the global z-axis at the 9th WAMT body reference point |  | (N-m) | ( NBody < 9)
| B9RdtFxi |  | Wave-radiation force at the 9th WAMIT body along the global x-axis |  | (N) | ( NBody < 9)
| B9RdtFyi |  | Wave-radiation force at the 9th WAMIT body along the global y-axis |  | (N) | ( NBody < 9)
| B9RdtFzi |  | Wave-radiation force at the 9th WAMIT body along the global z-axis |  | (N) | ( NBody < 9)
| B9RdtMxi |  | Wave-radiation moment at the 9th WAMIT body about the global x-axis at the 9th WAMIT body's reference point |  | (N-m) | ( NBody < 9)
| B9RdtMyi |  | Wave-radiation moment at the 9th WAMIT body about the global y-axis at the 9th WAMIT body's reference point |  | (N-m) | ( NBody < 9)
| B9RdtMzi |  | Wave-radiation moment at the 9th WAMIT body about the global z-axis at the 9th WAMIT body's reference point |  | (N-m) | ( NBody < 9)
| B1WvsF2xi |  | Second-order wave-excitation force at the 1st WAMIT body from diffraction along the global x-axis |  | (N)
| B1WvsF2yi |  | Second-order wave-excitation force at the 1st WAMIT body from diffraction along the global y-axis |  | (N)
| B1WvsF2zi |  | Second-order wave-excitation force at the 1st WAMIT body from diffraction along the global z-axis |  | (N)
| B1WvsM2xi |  | Second-order wave-excitation moment at the 1st WAMIT body reference point from diffraction about the global x-axis |  | (N-m)
| B1WvsM2yi |  | Second-order wave-excitation moment at the 1st WAMIT body reference point from diffraction about the global y-axis |  | (N-m)
| B1WvsM2zi |  | Second-order wave-excitation moment at the 1st WAMIT body reference point from diffraction about the global z-axis |  | (N-m)
| B2WvsF2xi |  | Second-order wave-excitation force at the 2nd WAMIT body from diffraction along the global x-axis |  | (N)
| B2WvsF2yi |  | Second-order wave-excitation force at the 2nd WAMIT body from diffraction along the global y-axis |  | (N)
| B2WvsF2zi |  | Second-order wave-excitation force at the 2nd WAMIT body from diffraction along the global z-axis |  | (N)
| B2WvsM2xi |  | Second-order wave-excitation moment at the 2nd WAMIT body reference point from diffraction about the global x-axis |  | (N-m)
| B2WvsM2yi |  | Second-order wave-excitation moment at the 2nd WAMIT body reference point from diffraction about the global y-axis |  | (N-m)
| B2WvsM2zi |  | Second-order wave-excitation moment at the 2nd WAMIT body reference point from diffraction about the global z-axis |  | (N-m)
| B3WvsF2xi |  | Second-order wave-excitation force at the 3rd WAMIT body from diffraction along the global x-axis |  | (N)
| B3WvsF2yi |  | Second-order wave-excitation force at the 3rd WAMIT body from diffraction along the global y-axis |  | (N)
| B3WvsF2zi |  | Second-order wave-excitation force at the 3rd WAMIT body from diffraction along the global z-axis |  | (N)
| B3WvsM2xi |  | Second-order wave-excitation moment at the 3rd WAMIT body reference point from diffraction about the global x-axis |  | (N-m)
| B3WvsM2yi |  | Second-order wave-excitation moment at the 3rd WAMIT body reference point from diffraction about the global y-axis |  | (N-m)
| B3WvsM2zi |  | Second-order wave-excitation moment at the 3rd WAMIT body reference point from diffraction about the global z-axis |  | (N-m)
| B4WvsF2xi |  | Second-order wave-excitation force at the 4th WAMIT body from diffraction along the global x-axis |  | (N)
| B4WvsF2yi |  | Second-order wave-excitation force at the 4th WAMIT body from diffraction along the global y-axis |  | (N)
| B4WvsF2zi |  | Second-order wave-excitation force at the 4th WAMIT body from diffraction along the global z-axis |  | (N)
| B4WvsM2xi |  | Second-order wave-excitation moment at the 4th WAMIT body reference point from diffraction about the global x-axis |  | (N-m)
| B4WvsM2yi |  | Second-order wave-excitation moment at the 4th WAMIT body reference point from diffraction about the global y-axis |  | (N-m)
| B4WvsM2zi |  | Second-order wave-excitation moment at the 4th WAMIT body reference point from diffraction about the global z-axis |  | (N-m)
| B5WvsF2xi |  | Second-order wave-excitation force at the 5th WAMIT body from diffraction along the global x-axis |  | (N)
| B5WvsF2yi |  | Second-order wave-excitation force at the 5th WAMIT body from diffraction along the global y-axis |  | (N)
| B5WvsF2zi |  | Second-order wave-excitation force at the 5th WAMIT body from diffraction along the global z-axis |  | (N)
| B5WvsM2xi |  | Second-order wave-excitation moment at the 5th WAMIT body reference point from diffraction about the global x-axis |  | (N-m)
| B5WvsM2yi |  | Second-order wave-excitation moment at the 5th WAMIT body reference point from diffraction about the global y-axis |  | (N-m)
| B5WvsM2zi |  | Second-order wave-excitation moment at the 5th WAMIT body reference point from diffraction about the global z-axis |  | (N-m)
| B6WvsF2xi |  | Second-order wave-excitation force at the 6th WAMIT body from diffraction along the global x-axis |  | (N)
| B6WvsF2yi |  | Second-order wave-excitation force at the 6th WAMIT body from diffraction along the global y-axis |  | (N)
| B6WvsF2zi |  | Second-order wave-excitation force at the 6th WAMIT body from diffraction along the global z-axis |  | (N)
| B6WvsM2xi |  | Second-order wave-excitation moment at the 6th WAMIT body reference point from diffraction about the global x-axis |  | (N-m)
| B6WvsM2yi |  | Second-order wave-excitation moment at the 6th WAMIT body reference point from diffraction about the global y-axis |  | (N-m)
| B6WvsM2zi |  | Second-order wave-excitation moment at the 6th WAMIT body reference point from diffraction about the global z-axis |  | (N-m)
| B7WvsF2xi |  | Second-order wave-excitation force at the 7th WAMIT body from diffraction along the global x-axis |  | (N)
| B7WvsF2yi |  | Second-order wave-excitation force at the 7th WAMIT body from diffraction along the global y-axis |  | (N)
| B7WvsF2zi |  | Second-order wave-excitation force at the 7th WAMIT body from diffraction along the global z-axis |  | (N)
| B7WvsM2xi |  | Second-order wave-excitation moment at the 7th WAMIT body reference point from diffraction about the global x-axis |  | (N-m)
| B7WvsM2yi |  | Second-order wave-excitation moment at the 7th WAMIT body reference point from diffraction about the global y-axis |  | (N-m)
| B7WvsM2zi |  | Second-order wave-excitation moment at the 7th WAMIT body reference point from diffraction about the global z-axis |  | (N-m)
| B8WvsF2xi |  | Second-order wave-excitation force at the 8th WAMIT body from diffraction along the global x-axis |  | (N)
| B8WvsF2yi |  | Second-order wave-excitation force at the 8th WAMIT body from diffraction along the global y-axis |  | (N)
| B8WvsF2zi |  | Second-order wave-excitation force at the 8th WAMIT body from diffraction along the global z-axis |  | (N)
| B8WvsM2xi |  | Second-order wave-excitation moment at the 8th WAMIT body reference point from diffraction about the global x-axis |  | (N-m)
| B8WvsM2yi |  | Second-order wave-excitation moment at the 8th WAMIT body reference point from diffraction about the global y-axis |  | (N-m)
| B8WvsM2zi |  | Second-order wave-excitation moment at the 8th WAMIT body reference point from diffraction about the global z-axis |  | (N-m)
| B9WvsF2xi |  | Second-order wave-excitation force at the 9th WAMIT body from diffraction along the global x-axis |  | (N)
| B9WvsF2yi |  | Second-order wave-excitation force at the 9th WAMIT body from diffraction along the global y-axis |  | (N)
| B9WvsF2zi |  | Second-order wave-excitation force at the 9th WAMIT body from diffraction along the global z-axis |  | (N)
| B9WvsM2xi |  | Second-order wave-excitation moment at the 9th WAMIT body reference point from diffraction about the global x-axis |  | (N-m)
| B9WvsM2yi |  | Second-order wave-excitation moment at the 9th WAMIT body reference point from diffraction about the global y-axis |  | (N-m)
| B9WvsM2zi |  | Second-order wave-excitation moment at the 9th WAMIT body reference point from diffraction about the global z-axis |  | (N-m)
Wave Elevations
| Wave1Elev |  | Total (first-order plus second-order) wave elevation (global Z height) at the 1st user-requested location (location is specified in the global coordinate system) |  | (m) | ( NWaveElev < 1 )
| Wave2Elev |  | Total (first-order plus second-order) wave elevation (global Z height) at the 2nd user-requested location (location is specified in the global coordinate system) |  | (m) | ( NWaveElev < 2 )
| Wave3Elev |  | Total (first-order plus second-order) wave elevation (global Z height) at the 3rd user-requested location (location is specified in the global coordinate system) |  | (m) | ( NWaveElev < 3 )
| Wave4Elev |  | Total (first-order plus second-order) wave elevation (global Z height) at the 4th user-requested location (location is specified in the global coordinate system) |  | (m) | ( NWaveElev < 4 )
| Wave5Elev |  | Total (first-order plus second-order) wave elevation (global Z height) at the 5th user-requested location (location is specified in the global coordinate system) |  | (m) | ( NWaveElev < 5 )
| Wave6Elev |  | Total (first-order plus second-order) wave elevation (global Z height) at the 6th user-requested location (location is specified in the global coordinate system) |  | (m) | ( NWaveElev < 6 )
| Wave7Elev |  | Total (first-order plus second-order) wave elevation (global Z height) at the 7th user-requested location (location is specified in the global coordinate system) |  | (m) | ( NWaveElev < 7 )
| Wave8Elev |  | Total (first-order plus second-order) wave elevation (global Z height) at the 8th user-requested location (location is specified in the global coordinate system) |  | (m) | ( NWaveElev < 8 )
| Wave9Elev |  | Total (first-order plus second-order) wave elevation (global Z height) at the 9th user-requested location (location is specified in the global coordinate system) |  | (m) | ( NWaveElev < 9 )
| Wave1Elv1 |  | First-order wave elevation (global Z height) at the 1st user-requested location (location is specified in the global coordinate system) |  | (m) | ( NWaveElev < 1 )
| Wave2Elv1 |  | First-order wave elevation (global Z height) at the 2nd user-requested location (location is specified in the global coordinate system) |  | (m) | ( NWaveElev < 2 )
| Wave3Elv1 |  | First-order wave elevation (global Z height) at the 3rd user-requested location (location is specified in the global coordinate system) |  | (m) | ( NWaveElev < 3 )
| Wave4Elv1 |  | First-order wave elevation (global Z height) at the 4th user-requested location (location is specified in the global coordinate system) |  | (m) | ( NWaveElev < 4 )
| Wave5Elv1 |  | First-order wave elevation (global Z height) at the 5th user-requested location (location is specified in the global coordinate system) |  | (m) | ( NWaveElev < 5 )
| Wave6Elv1 |  | First-order wave elevation (global Z height) at the 6th user-requested location (location is specified in the global coordinate system) |  | (m) | ( NWaveElev < 6 )
| Wave7Elv1 |  | First-order wave elevation (global Z height) at the 7th user-requested location (location is specified in the global coordinate system) |  | (m) | ( NWaveElev < 7 )
| Wave8Elv1 |  | First-order wave elevation (global Z height) at the 8th user-requested location (location is specified in the global coordinate system) |  | (m) | ( NWaveElev < 8 )
| Wave9Elv1 |  | First-order wave elevation (global Z height) at the 9th user-requested location (location is specified in the global coordinate system) |  | (m) | ( NWaveElev < 9 )
| Wave1Elv2 |  | Second-order wave elevation (global Z height) at the 1st user-requested location (location is specified in the global coordinate system) |  | (m) | ( NWaveElev < 1 )
| Wave2Elv2 |  | Second-order wave elevation (global Z height) at the 2nd user-requested location (location is specified in the global coordinate system) |  | (m) | ( NWaveElev < 2 )
| Wave3Elv2 |  | Second-order wave elevation (global Z height) at the 3rd user-requested location (location is specified in the global coordinate system) |  | (m) | ( NWaveElev < 3 )
| Wave4Elv2 |  | Second-order wave elevation (global Z height) at the 4th user-requested location (location is specified in the global coordinate system) |  | (m) | ( NWaveElev < 4 )
| Wave5Elv2 |  | Second-order wave elevation (global Z height) at the 5th user-requested location (location is specified in the global coordinate system) |  | (m) | ( NWaveElev < 5 )
| Wave6Elv2 |  | Second-order wave elevation (global Z height) at the 6th user-requested location (location is specified in the global coordinate system) |  | (m) | ( NWaveElev < 6 )
| Wave7Elv2 |  | Second-order wave elevation (global Z height) at the 7th user-requested location (location is specified in the global coordinate system) |  | (m) | ( NWaveElev < 7 )
| Wave8Elv2 |  | Second-order wave elevation (global Z height) at the 8th user-requested location (location is specified in the global coordinate system) |  | (m) | ( NWaveElev < 8 )
| Wave9Elv2 |  | Second-order wave elevation (global Z height) at the 9th user-requested location (location is specified in the global coordinate system) |  | (m) | ( NWaveElev < 9 )

## Morison
Category | Name | Other Name(s) | Description | Convention | Units | Invalid Channel Criteria
Member-level Wave Kinematics
| M1N1Axi |  | fluid acceleration |  | (m/s^2) | ( NMembers < 1 ) .OR. ( Member(1)%NumElements < 1 )
| M1N2Axi |  |  |  | (m/s^2) | ( NMembers < 1 ) .OR. ( Member(1)%NumElements < 2 )
| M1N3Axi |  |  |  | (m/s^2) | ( NMembers < 1 ) .OR. ( Member(1)%NumElements < 3 )
| M1N4Axi |  |  |  | (m/s^2) | ( NMembers < 1 ) .OR. ( Member(1)%NumElements < 4 )
| M1N5Axi |  |  |  | (m/s^2) | ( NMembers < 1 ) .OR. ( Member(1)%NumElements < 5 )
| M1N6Axi |  |  |  | (m/s^2) | ( NMembers < 1 ) .OR. ( Member(1)%NumElements < 6 )
| M1N7Axi |  |  |  | (m/s^2) | ( NMembers < 1 ) .OR. ( Member(1)%NumElements < 7 )
| M1N8Axi |  |  |  | (m/s^2) | ( NMembers < 1 ) .OR. ( Member(1)%NumElements < 8 )
| M1N9Axi |  |  |  | (m/s^2) | ( NMembers < 1 ) .OR. ( Member(1)%NumElements < 9 )
| M2N1Axi |  |  |  | (m/s^2) | ( NMembers < 2 ) .OR. ( Member(2)%NumElements < 1 )
| M2N2Axi |  |  |  | (m/s^2) | ( NMembers < 2 ) .OR. ( Member(2)%NumElements < 2 )
| M2N3Axi |  |  |  | (m/s^2) | ( NMembers < 2 ) .OR. ( Member(2)%NumElements < 3 )
| M2N4Axi |  |  |  | (m/s^2) | ( NMembers < 2 ) .OR. ( Member(2)%NumElements < 4 )
| M2N5Axi |  |  |  | (m/s^2) | ( NMembers < 2 ) .OR. ( Member(2)%NumElements < 5 )
| M2N6Axi |  |  |  | (m/s^2) | ( NMembers < 2 ) .OR. ( Member(2)%NumElements < 6 )
| M2N7Axi |  |  |  | (m/s^2) | ( NMembers < 2 ) .OR. ( Member(2)%NumElements < 7 )
| M2N8Axi |  |  |  | (m/s^2) | ( NMembers < 2 ) .OR. ( Member(2)%NumElements < 8 )
| M2N9Axi |  |  |  | (m/s^2) | ( NMembers < 2 ) .OR. ( Member(2)%NumElements < 9 )
| M3N1Axi |  |  |  | (m/s^2) | ( NMembers < 3 ) .OR. ( Member(3)%NumElements < 1 )
| M3N2Axi |  |  |  | (m/s^2) | ( NMembers < 3 ) .OR. ( Member(3)%NumElements < 2 )
| M3N3Axi |  |  |  | (m/s^2) | ( NMembers < 3 ) .OR. ( Member(3)%NumElements < 3 )
| M3N4Axi |  |  |  | (m/s^2) | ( NMembers < 3 ) .OR. ( Member(3)%NumElements < 4 )
| M3N5Axi |  |  |  | (m/s^2) | ( NMembers < 3 ) .OR. ( Member(3)%NumElements < 5 )
| M3N6Axi |  |  |  | (m/s^2) | ( NMembers < 3 ) .OR. ( Member(3)%NumElements < 6 )
| M3N7Axi |  |  |  | (m/s^2) | ( NMembers < 3 ) .OR. ( Member(3)%NumElements < 7 )
| M3N8Axi |  |  |  | (m/s^2) | ( NMembers < 3 ) .OR. ( Member(3)%NumElements < 8 )
| M3N9Axi |  |  |  | (m/s^2) | ( NMembers < 3 ) .OR. ( Member(3)%NumElements < 9 )
| M4N1Axi |  |  |  | (m/s^2) | ( NMembers < 4 ) .OR. ( Member(4)%NumElements < 1 )
| M4N2Axi |  |  |  | (m/s^2) | ( NMembers < 4 ) .OR. ( Member(4)%NumElements < 2 )
| M4N3Axi |  |  |  | (m/s^2) | ( NMembers < 4 ) .OR. ( Member(4)%NumElements < 3 )
| M4N4Axi |  |  |  | (m/s^2) | ( NMembers < 4 ) .OR. ( Member(4)%NumElements < 4 )
| M4N5Axi |  |  |  | (m/s^2) | ( NMembers < 4 ) .OR. ( Member(4)%NumElements < 5 )
| M4N6Axi |  |  |  | (m/s^2) | ( NMembers < 4 ) .OR. ( Member(4)%NumElements < 6 )
| M4N7Axi |  |  |  | (m/s^2) | ( NMembers < 4 ) .OR. ( Member(4)%NumElements < 7 )
| M4N8Axi |  |  |  | (m/s^2) | ( NMembers < 4 ) .OR. ( Member(4)%NumElements < 8 )
| M4N9Axi |  |  |  | (m/s^2) | ( NMembers < 4 ) .OR. ( Member(4)%NumElements < 9 )
| M5N1Axi |  |  |  | (m/s^2) | ( NMembers < 5 ) .OR. ( Member(5)%NumElements < 1 )
| M5N2Axi |  |  |  | (m/s^2) | ( NMembers < 5 ) .OR. ( Member(5)%NumElements < 2 )
| M5N3Axi |  |  |  | (m/s^2) | ( NMembers < 5 ) .OR. ( Member(5)%NumElements < 3 )
| M5N4Axi |  |  |  | (m/s^2) | ( NMembers < 5 ) .OR. ( Member(5)%NumElements < 4 )
| M5N5Axi |  |  |  | (m/s^2) | ( NMembers < 5 ) .OR. ( Member(5)%NumElements < 5 )
| M5N6Axi |  |  |  | (m/s^2) | ( NMembers < 5 ) .OR. ( Member(5)%NumElements < 6 )
| M5N7Axi |  |  |  | (m/s^2) | ( NMembers < 5 ) .OR. ( Member(5)%NumElements < 7 )
| M5N8Axi |  |  |  | (m/s^2) | ( NMembers < 5 ) .OR. ( Member(5)%NumElements < 8 )
| M5N9Axi |  |  |  | (m/s^2) | ( NMembers < 5 ) .OR. ( Member(5)%NumElements < 9 )
| M6N1Axi |  |  |  | (m/s^2) | ( NMembers < 6 ) .OR. ( Member(6)%NumElements < 1 )
| M6N2Axi |  |  |  | (m/s^2) | ( NMembers < 6 ) .OR. ( Member(6)%NumElements < 2 )
| M6N3Axi |  |  |  | (m/s^2) | ( NMembers < 6 ) .OR. ( Member(6)%NumElements < 3 )
| M6N4Axi |  |  |  | (m/s^2) | ( NMembers < 6 ) .OR. ( Member(6)%NumElements < 4 )
| M6N5Axi |  |  |  | (m/s^2) | ( NMembers < 6 ) .OR. ( Member(6)%NumElements < 5 )
| M6N6Axi |  |  |  | (m/s^2) | ( NMembers < 6 ) .OR. ( Member(6)%NumElements < 6 )
| M6N7Axi |  |  |  | (m/s^2) | ( NMembers < 6 ) .OR. ( Member(6)%NumElements < 7 )
| M6N8Axi |  |  |  | (m/s^2) | ( NMembers < 6 ) .OR. ( Member(6)%NumElements < 8 )
| M6N9Axi |  |  |  | (m/s^2) | ( NMembers < 6 ) .OR. ( Member(6)%NumElements < 9 )
| M7N1Axi |  |  |  | (m/s^2) | ( NMembers < 7 ) .OR. ( Member(7)%NumElements < 1 )
| M7N2Axi |  |  |  | (m/s^2) | ( NMembers < 7 ) .OR. ( Member(7)%NumElements < 2 )
| M7N3Axi |  |  |  | (m/s^2) | ( NMembers < 7 ) .OR. ( Member(7)%NumElements < 3 )
| M7N4Axi |  |  |  | (m/s^2) | ( NMembers < 7 ) .OR. ( Member(7)%NumElements < 4 )
| M7N5Axi |  |  |  | (m/s^2) | ( NMembers < 7 ) .OR. ( Member(7)%NumElements < 5 )
| M7N6Axi |  |  |  | (m/s^2) | ( NMembers < 7 ) .OR. ( Member(7)%NumElements < 6 )
| M7N7Axi |  |  |  | (m/s^2) | ( NMembers < 7 ) .OR. ( Member(7)%NumElements < 7 )
| M7N8Axi |  |  |  | (m/s^2) | ( NMembers < 7 ) .OR. ( Member(7)%NumElements < 8 )
| M7N9Axi |  |  |  | (m/s^2) | ( NMembers < 7 ) .OR. ( Member(7)%NumElements < 9 )
| M8N1Axi |  |  |  | (m/s^2) | ( NMembers < 8 ) .OR. ( Member(8)%NumElements < 1 )
| M8N2Axi |  |  |  | (m/s^2) | ( NMembers < 8 ) .OR. ( Member(8)%NumElements < 2 )
| M8N3Axi |  |  |  | (m/s^2) | ( NMembers < 8 ) .OR. ( Member(8)%NumElements < 3 )
| M8N4Axi |  |  |  | (m/s^2) | ( NMembers < 8 ) .OR. ( Member(8)%NumElements < 4 )
| M8N5Axi |  |  |  | (m/s^2) | ( NMembers < 8 ) .OR. ( Member(8)%NumElements < 5 )
| M8N6Axi |  |  |  | (m/s^2) | ( NMembers < 8 ) .OR. ( Member(8)%NumElements < 6 )
| M8N7Axi |  |  |  | (m/s^2) | ( NMembers < 8 ) .OR. ( Member(8)%NumElements < 7 )
| M8N8Axi |  |  |  | (m/s^2) | ( NMembers < 8 ) .OR. ( Member(8)%NumElements < 8 )
| M8N9Axi |  |  |  | (m/s^2) | ( NMembers < 8 ) .OR. ( Member(8)%NumElements < 9 )
| M9N1Axi |  |  |  | (m/s^2) | ( NMembers < 9 ) .OR. ( Member(9)%NumElements < 1 )
| M9N2Axi |  |  |  | (m/s^2) | ( NMembers < 9 ) .OR. ( Member(9)%NumElements < 2 )
| M9N3Axi |  |  |  | (m/s^2) | ( NMembers < 9 ) .OR. ( Member(9)%NumElements < 3 )
| M9N4Axi |  |  |  | (m/s^2) | ( NMembers < 9 ) .OR. ( Member(9)%NumElements < 4 )
| M9N5Axi |  |  |  | (m/s^2) | ( NMembers < 9 ) .OR. ( Member(9)%NumElements < 5 )
| M9N6Axi |  |  |  | (m/s^2) | ( NMembers < 9 ) .OR. ( Member(9)%NumElements < 6 )
| M9N7Axi |  |  |  | (m/s^2) | ( NMembers < 9 ) .OR. ( Member(9)%NumElements < 7 )
| M9N8Axi |  |  |  | (m/s^2) | ( NMembers < 9 ) .OR. ( Member(9)%NumElements < 8 )
| M9N9Axi |  |  |  | (m/s^2) | ( NMembers < 9 ) .OR. ( Member(9)%NumElements < 9 )
| M1N1Ayi |  |  |  | (m/s^2) | ( NMembers < 1 ) .OR. ( Member(1)%NumElements < 1 )
| M1N2Ayi |  |  |  | (m/s^2) | ( NMembers < 1 ) .OR. ( Member(1)%NumElements < 2 )
| M1N3Ayi |  |  |  | (m/s^2) | ( NMembers < 1 ) .OR. ( Member(1)%NumElements < 3 )
| M1N4Ayi |  |  |  | (m/s^2) | ( NMembers < 1 ) .OR. ( Member(1)%NumElements < 4 )
| M1N5Ayi |  |  |  | (m/s^2) | ( NMembers < 1 ) .OR. ( Member(1)%NumElements < 5 )
| M1N6Ayi |  |  |  | (m/s^2) | ( NMembers < 1 ) .OR. ( Member(1)%NumElements < 6 )
| M1N7Ayi |  |  |  | (m/s^2) | ( NMembers < 1 ) .OR. ( Member(1)%NumElements < 7 )
| M1N8Ayi |  |  |  | (m/s^2) | ( NMembers < 1 ) .OR. ( Member(1)%NumElements < 8 )
| M1N9Ayi |  |  |  | (m/s^2) | ( NMembers < 1 ) .OR. ( Member(1)%NumElements < 9 )
| M2N1Ayi |  |  |  | (m/s^2) | ( NMembers < 2 ) .OR. ( Member(2)%NumElements < 1 )
| M2N2Ayi |  |  |  | (m/s^2) | ( NMembers < 2 ) .OR. ( Member(2)%NumElements < 2 )
| M2N3Ayi |  |  |  | (m/s^2) | ( NMembers < 2 ) .OR. ( Member(2)%NumElements < 3 )
| M2N4Ayi |  |  |  | (m/s^2) | ( NMembers < 2 ) .OR. ( Member(2)%NumElements < 4 )
| M2N5Ayi |  |  |  | (m/s^2) | ( NMembers < 2 ) .OR. ( Member(2)%NumElements < 5 )
| M2N6Ayi |  |  |  | (m/s^2) | ( NMembers < 2 ) .OR. ( Member(2)%NumElements < 6 )
| M2N7Ayi |  |  |  | (m/s^2) | ( NMembers < 2 ) .OR. ( Member(2)%NumElements < 7 )
| M2N8Ayi |  |  |  | (m/s^2) | ( NMembers < 2 ) .OR. ( Member(2)%NumElements < 8 )
| M2N9Ayi |  |  |  | (m/s^2) | ( NMembers < 2 ) .OR. ( Member(2)%NumElements < 9 )
| M3N1Ayi |  |  |  | (m/s^2) | ( NMembers < 3 ) .OR. ( Member(3)%NumElements < 1 )
| M3N2Ayi |  |  |  | (m/s^2) | ( NMembers < 3 ) .OR. ( Member(3)%NumElements < 2 )
| M3N3Ayi |  |  |  | (m/s^2) | ( NMembers < 3 ) .OR. ( Member(3)%NumElements < 3 )
| M3N4Ayi |  |  |  | (m/s^2) | ( NMembers < 3 ) .OR. ( Member(3)%NumElements < 4 )
| M3N5Ayi |  |  |  | (m/s^2) | ( NMembers < 3 ) .OR. ( Member(3)%NumElements < 5 )
| M3N6Ayi |  |  |  | (m/s^2) | ( NMembers < 3 ) .OR. ( Member(3)%NumElements < 6 )
| M3N7Ayi |  |  |  | (m/s^2) | ( NMembers < 3 ) .OR. ( Member(3)%NumElements < 7 )
| M3N8Ayi |  |  |  | (m/s^2) | ( NMembers < 3 ) .OR. ( Member(3)%NumElements < 8 )
| M3N9Ayi |  |  |  | (m/s^2) | ( NMembers < 3 ) .OR. ( Member(3)%NumElements < 9 )
| M4N1Ayi |  |  |  | (m/s^2) | ( NMembers < 4 ) .OR. ( Member(4)%NumElements < 1 )
| M4N2Ayi |  |  |  | (m/s^2) | ( NMembers < 4 ) .OR. ( Member(4)%NumElements < 2 )
| M4N3Ayi |  |  |  | (m/s^2) | ( NMembers < 4 ) .OR. ( Member(4)%NumElements < 3 )
| M4N4Ayi |  |  |  | (m/s^2) | ( NMembers < 4 ) .OR. ( Member(4)%NumElements < 4 )
| M4N5Ayi |  |  |  | (m/s^2) | ( NMembers < 4 ) .OR. ( Member(4)%NumElements < 5 )
| M4N6Ayi |  |  |  | (m/s^2) | ( NMembers < 4 ) .OR. ( Member(4)%NumElements < 6 )
| M4N7Ayi |  |  |  | (m/s^2) | ( NMembers < 4 ) .OR. ( Member(4)%NumElements < 7 )
| M4N8Ayi |  |  |  | (m/s^2) | ( NMembers < 4 ) .OR. ( Member(4)%NumElements < 8 )
| M4N9Ayi |  |  |  | (m/s^2) | ( NMembers < 4 ) .OR. ( Member(4)%NumElements < 9 )
| M5N1Ayi |  |  |  | (m/s^2) | ( NMembers < 5 ) .OR. ( Member(5)%NumElements < 1 )
| M5N2Ayi |  |  |  | (m/s^2) | ( NMembers < 5 ) .OR. ( Member(5)%NumElements < 2 )
| M5N3Ayi |  |  |  | (m/s^2) | ( NMembers < 5 ) .OR. ( Member(5)%NumElements < 3 )
| M5N4Ayi |  |  |  | (m/s^2) | ( NMembers < 5 ) .OR. ( Member(5)%NumElements < 4 )
| M5N5Ayi |  |  |  | (m/s^2) | ( NMembers < 5 ) .OR. ( Member(5)%NumElements < 5 )
| M5N6Ayi |  |  |  | (m/s^2) | ( NMembers < 5 ) .OR. ( Member(5)%NumElements < 6 )
| M5N7Ayi |  |  |  | (m/s^2) | ( NMembers < 5 ) .OR. ( Member(5)%NumElements < 7 )
| M5N8Ayi |  |  |  | (m/s^2) | ( NMembers < 5 ) .OR. ( Member(5)%NumElements < 8 )
| M5N9Ayi |  |  |  | (m/s^2) | ( NMembers < 5 ) .OR. ( Member(5)%NumElements < 9 )
| M6N1Ayi |  |  |  | (m/s^2) | ( NMembers < 6 ) .OR. ( Member(6)%NumElements < 1 )
| M6N2Ayi |  |  |  | (m/s^2) | ( NMembers < 6 ) .OR. ( Member(6)%NumElements < 2 )
| M6N3Ayi |  |  |  | (m/s^2) | ( NMembers < 6 ) .OR. ( Member(6)%NumElements < 3 )
| M6N4Ayi |  |  |  | (m/s^2) | ( NMembers < 6 ) .OR. ( Member(6)%NumElements < 4 )
| M6N5Ayi |  |  |  | (m/s^2) | ( NMembers < 6 ) .OR. ( Member(6)%NumElements < 5 )
| M6N6Ayi |  |  |  | (m/s^2) | ( NMembers < 6 ) .OR. ( Member(6)%NumElements < 6 )
| M6N7Ayi |  |  |  | (m/s^2) | ( NMembers < 6 ) .OR. ( Member(6)%NumElements < 7 )
| M6N8Ayi |  |  |  | (m/s^2) | ( NMembers < 6 ) .OR. ( Member(6)%NumElements < 8 )
| M6N9Ayi |  |  |  | (m/s^2) | ( NMembers < 6 ) .OR. ( Member(6)%NumElements < 9 )
| M7N1Ayi |  |  |  | (m/s^2) | ( NMembers < 7 ) .OR. ( Member(7)%NumElements < 1 )
| M7N2Ayi |  |  |  | (m/s^2) | ( NMembers < 7 ) .OR. ( Member(7)%NumElements < 2 )
| M7N3Ayi |  |  |  | (m/s^2) | ( NMembers < 7 ) .OR. ( Member(7)%NumElements < 3 )
| M7N4Ayi |  |  |  | (m/s^2) | ( NMembers < 7 ) .OR. ( Member(7)%NumElements < 4 )
| M7N5Ayi |  |  |  | (m/s^2) | ( NMembers < 7 ) .OR. ( Member(7)%NumElements < 5 )
| M7N6Ayi |  |  |  | (m/s^2) | ( NMembers < 7 ) .OR. ( Member(7)%NumElements < 6 )
| M7N7Ayi |  |  |  | (m/s^2) | ( NMembers < 7 ) .OR. ( Member(7)%NumElements < 7 )
| M7N8Ayi |  |  |  | (m/s^2) | ( NMembers < 7 ) .OR. ( Member(7)%NumElements < 8 )
| M7N9Ayi |  |  |  | (m/s^2) | ( NMembers < 7 ) .OR. ( Member(7)%NumElements < 9 )
| M8N1Ayi |  |  |  | (m/s^2) | ( NMembers < 8 ) .OR. ( Member(8)%NumElements < 1 )
| M8N2Ayi |  |  |  | (m/s^2) | ( NMembers < 8 ) .OR. ( Member(8)%NumElements < 2 )
| M8N3Ayi |  |  |  | (m/s^2) | ( NMembers < 8 ) .OR. ( Member(8)%NumElements < 3 )
| M8N4Ayi |  |  |  | (m/s^2) | ( NMembers < 8 ) .OR. ( Member(8)%NumElements < 4 )
| M8N5Ayi |  |  |  | (m/s^2) | ( NMembers < 8 ) .OR. ( Member(8)%NumElements < 5 )
| M8N6Ayi |  |  |  | (m/s^2) | ( NMembers < 8 ) .OR. ( Member(8)%NumElements < 6 )
| M8N7Ayi |  |  |  | (m/s^2) | ( NMembers < 8 ) .OR. ( Member(8)%NumElements < 7 )
| M8N8Ayi |  |  |  | (m/s^2) | ( NMembers < 8 ) .OR. ( Member(8)%NumElements < 8 )
| M8N9Ayi |  |  |  | (m/s^2) | ( NMembers < 8 ) .OR. ( Member(8)%NumElements < 9 )
| M9N1Ayi |  |  |  | (m/s^2) | ( NMembers < 9 ) .OR. ( Member(9)%NumElements < 1 )
| M9N2Ayi |  |  |  | (m/s^2) | ( NMembers < 9 ) .OR. ( Member(9)%NumElements < 2 )
| M9N3Ayi |  |  |  | (m/s^2) | ( NMembers < 9 ) .OR. ( Member(9)%NumElements < 3 )
| M9N4Ayi |  |  |  | (m/s^2) | ( NMembers < 9 ) .OR. ( Member(9)%NumElements < 4 )
| M9N5Ayi |  |  |  | (m/s^2) | ( NMembers < 9 ) .OR. ( Member(9)%NumElements < 5 )
| M9N6Ayi |  |  |  | (m/s^2) | ( NMembers < 9 ) .OR. ( Member(9)%NumElements < 6 )
| M9N7Ayi |  |  |  | (m/s^2) | ( NMembers < 9 ) .OR. ( Member(9)%NumElements < 7 )
| M9N8Ayi |  |  |  | (m/s^2) | ( NMembers < 9 ) .OR. ( Member(9)%NumElements < 8 )
| M9N9Ayi |  |  |  | (m/s^2) | ( NMembers < 9 ) .OR. ( Member(9)%NumElements < 9 )
| M1N1Azi |  |  |  | (m/s^2) | ( NMembers < 1 ) .OR. ( Member(1)%NumElements < 1 )
| M1N2Azi |  |  |  | (m/s^2) | ( NMembers < 1 ) .OR. ( Member(1)%NumElements < 2 )
| M1N3Azi |  |  |  | (m/s^2) | ( NMembers < 1 ) .OR. ( Member(1)%NumElements < 3 )
| M1N4Azi |  |  |  | (m/s^2) | ( NMembers < 1 ) .OR. ( Member(1)%NumElements < 4 )
| M1N5Azi |  |  |  | (m/s^2) | ( NMembers < 1 ) .OR. ( Member(1)%NumElements < 5 )
| M1N6Azi |  |  |  | (m/s^2) | ( NMembers < 1 ) .OR. ( Member(1)%NumElements < 6 )
| M1N7Azi |  |  |  | (m/s^2) | ( NMembers < 1 ) .OR. ( Member(1)%NumElements < 7 )
| M1N8Azi |  |  |  | (m/s^2) | ( NMembers < 1 ) .OR. ( Member(1)%NumElements < 8 )
| M1N9Azi |  |  |  | (m/s^2) | ( NMembers < 1 ) .OR. ( Member(1)%NumElements < 9 )
| M2N1Azi |  |  |  | (m/s^2) | ( NMembers < 2 ) .OR. ( Member(2)%NumElements < 1 )
| M2N2Azi |  |  |  | (m/s^2) | ( NMembers < 2 ) .OR. ( Member(2)%NumElements < 2 )
| M2N3Azi |  |  |  | (m/s^2) | ( NMembers < 2 ) .OR. ( Member(2)%NumElements < 3 )
| M2N4Azi |  |  |  | (m/s^2) | ( NMembers < 2 ) .OR. ( Member(2)%NumElements < 4 )
| M2N5Azi |  |  |  | (m/s^2) | ( NMembers < 2 ) .OR. ( Member(2)%NumElements < 5 )
| M2N6Azi |  |  |  | (m/s^2) | ( NMembers < 2 ) .OR. ( Member(2)%NumElements < 6 )
| M2N7Azi |  |  |  | (m/s^2) | ( NMembers < 2 ) .OR. ( Member(2)%NumElements < 7 )
| M2N8Azi |  |  |  | (m/s^2) | ( NMembers < 2 ) .OR. ( Member(2)%NumElements < 8 )
| M2N9Azi |  |  |  | (m/s^2) | ( NMembers < 2 ) .OR. ( Member(2)%NumElements < 9 )
| M3N1Azi |  |  |  | (m/s^2) | ( NMembers < 3 ) .OR. ( Member(3)%NumElements < 1 )
| M3N2Azi |  |  |  | (m/s^2) | ( NMembers < 3 ) .OR. ( Member(3)%NumElements < 2 )
| M3N3Azi |  |  |  | (m/s^2) | ( NMembers < 3 ) .OR. ( Member(3)%NumElements < 3 )
| M3N4Azi |  |  |  | (m/s^2) | ( NMembers < 3 ) .OR. ( Member(3)%NumElements < 4 )
| M3N5Azi |  |  |  | (m/s^2) | ( NMembers < 3 ) .OR. ( Member(3)%NumElements < 5 )
| M3N6Azi |  |  |  | (m/s^2) | ( NMembers < 3 ) .OR. ( Member(3)%NumElements < 6 )
| M3N7Azi |  |  |  | (m/s^2) | ( NMembers < 3 ) .OR. ( Member(3)%NumElements < 7 )
| M3N8Azi |  |  |  | (m/s^2) | ( NMembers < 3 ) .OR. ( Member(3)%NumElements < 8 )
| M3N9Azi |  |  |  | (m/s^2) | ( NMembers < 3 ) .OR. ( Member(3)%NumElements < 9 )
| M4N1Azi |  |  |  | (m/s^2) | ( NMembers < 4 ) .OR. ( Member(4)%NumElements < 1 )
| M4N2Azi |  |  |  | (m/s^2) | ( NMembers < 4 ) .OR. ( Member(4)%NumElements < 2 )
| M4N3Azi |  |  |  | (m/s^2) | ( NMembers < 4 ) .OR. ( Member(4)%NumElements < 3 )
| M4N4Azi |  |  |  | (m/s^2) | ( NMembers < 4 ) .OR. ( Member(4)%NumElements < 4 )
| M4N5Azi |  |  |  | (m/s^2) | ( NMembers < 4 ) .OR. ( Member(4)%NumElements < 5 )
| M4N6Azi |  |  |  | (m/s^2) | ( NMembers < 4 ) .OR. ( Member(4)%NumElements < 6 )
| M4N7Azi |  |  |  | (m/s^2) | ( NMembers < 4 ) .OR. ( Member(4)%NumElements < 7 )
| M4N8Azi |  |  |  | (m/s^2) | ( NMembers < 4 ) .OR. ( Member(4)%NumElements < 8 )
| M4N9Azi |  |  |  | (m/s^2) | ( NMembers < 4 ) .OR. ( Member(4)%NumElements < 9 )
| M5N1Azi |  |  |  | (m/s^2) | ( NMembers < 5 ) .OR. ( Member(5)%NumElements < 1 )
| M5N2Azi |  |  |  | (m/s^2) | ( NMembers < 5 ) .OR. ( Member(5)%NumElements < 2 )
| M5N3Azi |  |  |  | (m/s^2) | ( NMembers < 5 ) .OR. ( Member(5)%NumElements < 3 )
| M5N4Azi |  |  |  | (m/s^2) | ( NMembers < 5 ) .OR. ( Member(5)%NumElements < 4 )
| M5N5Azi |  |  |  | (m/s^2) | ( NMembers < 5 ) .OR. ( Member(5)%NumElements < 5 )
| M5N6Azi |  |  |  | (m/s^2) | ( NMembers < 5 ) .OR. ( Member(5)%NumElements < 6 )
| M5N7Azi |  |  |  | (m/s^2) | ( NMembers < 5 ) .OR. ( Member(5)%NumElements < 7 )
| M5N8Azi |  |  |  | (m/s^2) | ( NMembers < 5 ) .OR. ( Member(5)%NumElements < 8 )
| M5N9Azi |  |  |  | (m/s^2) | ( NMembers < 5 ) .OR. ( Member(5)%NumElements < 9 )
| M6N1Azi |  |  |  | (m/s^2) | ( NMembers < 6 ) .OR. ( Member(6)%NumElements < 1 )
| M6N2Azi |  |  |  | (m/s^2) | ( NMembers < 6 ) .OR. ( Member(6)%NumElements < 2 )
| M6N3Azi |  |  |  | (m/s^2) | ( NMembers < 6 ) .OR. ( Member(6)%NumElements < 3 )
| M6N4Azi |  |  |  | (m/s^2) | ( NMembers < 6 ) .OR. ( Member(6)%NumElements < 4 )
| M6N5Azi |  |  |  | (m/s^2) | ( NMembers < 6 ) .OR. ( Member(6)%NumElements < 5 )
| M6N6Azi |  |  |  | (m/s^2) | ( NMembers < 6 ) .OR. ( Member(6)%NumElements < 6 )
| M6N7Azi |  |  |  | (m/s^2) | ( NMembers < 6 ) .OR. ( Member(6)%NumElements < 7 )
| M6N8Azi |  |  |  | (m/s^2) | ( NMembers < 6 ) .OR. ( Member(6)%NumElements < 8 )
| M6N9Azi |  |  |  | (m/s^2) | ( NMembers < 6 ) .OR. ( Member(6)%NumElements < 9 )
| M7N1Azi |  |  |  | (m/s^2) | ( NMembers < 7 ) .OR. ( Member(7)%NumElements < 1 )
| M7N2Azi |  |  |  | (m/s^2) | ( NMembers < 7 ) .OR. ( Member(7)%NumElements < 2 )
| M7N3Azi |  |  |  | (m/s^2) | ( NMembers < 7 ) .OR. ( Member(7)%NumElements < 3 )
| M7N4Azi |  |  |  | (m/s^2) | ( NMembers < 7 ) .OR. ( Member(7)%NumElements < 4 )
| M7N5Azi |  |  |  | (m/s^2) | ( NMembers < 7 ) .OR. ( Member(7)%NumElements < 5 )
| M7N6Azi |  |  |  | (m/s^2) | ( NMembers < 7 ) .OR. ( Member(7)%NumElements < 6 )
| M7N7Azi |  |  |  | (m/s^2) | ( NMembers < 7 ) .OR. ( Member(7)%NumElements < 7 )
| M7N8Azi |  |  |  | (m/s^2) | ( NMembers < 7 ) .OR. ( Member(7)%NumElements < 8 )
| M7N9Azi |  |  |  | (m/s^2) | ( NMembers < 7 ) .OR. ( Member(7)%NumElements < 9 )
| M8N1Azi |  |  |  | (m/s^2) | ( NMembers < 8 ) .OR. ( Member(8)%NumElements < 1 )
| M8N2Azi |  |  |  | (m/s^2) | ( NMembers < 8 ) .OR. ( Member(8)%NumElements < 2 )
| M8N3Azi |  |  |  | (m/s^2) | ( NMembers < 8 ) .OR. ( Member(8)%NumElements < 3 )
| M8N4Azi |  |  |  | (m/s^2) | ( NMembers < 8 ) .OR. ( Member(8)%NumElements < 4 )
| M8N5Azi |  |  |  | (m/s^2) | ( NMembers < 8 ) .OR. ( Member(8)%NumElements < 5 )
| M8N6Azi |  |  |  | (m/s^2) | ( NMembers < 8 ) .OR. ( Member(8)%NumElements < 6 )
| M8N7Azi |  |  |  | (m/s^2) | ( NMembers < 8 ) .OR. ( Member(8)%NumElements < 7 )
| M8N8Azi |  |  |  | (m/s^2) | ( NMembers < 8 ) .OR. ( Member(8)%NumElements < 8 )
| M8N9Azi |  |  |  | (m/s^2) | ( NMembers < 8 ) .OR. ( Member(8)%NumElements < 9 )
| M9N1Azi |  |  |  | (m/s^2) | ( NMembers < 9 ) .OR. ( Member(9)%NumElements < 1 )
| M9N2Azi |  |  |  | (m/s^2) | ( NMembers < 9 ) .OR. ( Member(9)%NumElements < 2 )
| M9N3Azi |  |  |  | (m/s^2) | ( NMembers < 9 ) .OR. ( Member(9)%NumElements < 3 )
| M9N4Azi |  |  |  | (m/s^2) | ( NMembers < 9 ) .OR. ( Member(9)%NumElements < 4 )
| M9N5Azi |  |  |  | (m/s^2) | ( NMembers < 9 ) .OR. ( Member(9)%NumElements < 5 )
| M9N6Azi |  |  |  | (m/s^2) | ( NMembers < 9 ) .OR. ( Member(9)%NumElements < 6 )
| M9N7Azi |  |  |  | (m/s^2) | ( NMembers < 9 ) .OR. ( Member(9)%NumElements < 7 )
| M9N8Azi |  |  |  | (m/s^2) | ( NMembers < 9 ) .OR. ( Member(9)%NumElements < 8 )
| M9N9Azi |  |  |  | (m/s^2) | ( NMembers < 9 ) .OR. ( Member(9)%NumElements < 9 )
| M1N1Vxi |  | fluid velocity |  | (m/s) | ( NMembers < 1 ) .OR. ( Member(1)%NumElements < 1 )
| M1N2Vxi |  |  |  | (m/s) | ( NMembers < 1 ) .OR. ( Member(1)%NumElements < 2 )
| M1N3Vxi |  |  |  | (m/s) | ( NMembers < 1 ) .OR. ( Member(1)%NumElements < 3 )
| M1N4Vxi |  |  |  | (m/s) | ( NMembers < 1 ) .OR. ( Member(1)%NumElements < 4 )
| M1N5Vxi |  |  |  | (m/s) | ( NMembers < 1 ) .OR. ( Member(1)%NumElements < 5 )
| M1N6Vxi |  |  |  | (m/s) | ( NMembers < 1 ) .OR. ( Member(1)%NumElements < 6 )
| M1N7Vxi |  |  |  | (m/s) | ( NMembers < 1 ) .OR. ( Member(1)%NumElements < 7 )
| M1N8Vxi |  |  |  | (m/s) | ( NMembers < 1 ) .OR. ( Member(1)%NumElements < 8 )
| M1N9Vxi |  |  |  | (m/s) | ( NMembers < 1 ) .OR. ( Member(1)%NumElements < 9 )
| M2N1Vxi |  |  |  | (m/s) | ( NMembers < 2 ) .OR. ( Member(2)%NumElements < 1 )
| M2N2Vxi |  |  |  | (m/s) | ( NMembers < 2 ) .OR. ( Member(2)%NumElements < 2 )
| M2N3Vxi |  |  |  | (m/s) | ( NMembers < 2 ) .OR. ( Member(2)%NumElements < 3 )
| M2N4Vxi |  |  |  | (m/s) | ( NMembers < 2 ) .OR. ( Member(2)%NumElements < 4 )
| M2N5Vxi |  |  |  | (m/s) | ( NMembers < 2 ) .OR. ( Member(2)%NumElements < 5 )
| M2N6Vxi |  |  |  | (m/s) | ( NMembers < 2 ) .OR. ( Member(2)%NumElements < 6 )
| M2N7Vxi |  |  |  | (m/s) | ( NMembers < 2 ) .OR. ( Member(2)%NumElements < 7 )
| M2N8Vxi |  |  |  | (m/s) | ( NMembers < 2 ) .OR. ( Member(2)%NumElements < 8 )
| M2N9Vxi |  |  |  | (m/s) | ( NMembers < 2 ) .OR. ( Member(2)%NumElements < 9 )
| M3N1Vxi |  |  |  | (m/s) | ( NMembers < 3 ) .OR. ( Member(3)%NumElements < 1 )
| M3N2Vxi |  |  |  | (m/s) | ( NMembers < 3 ) .OR. ( Member(3)%NumElements < 2 )
| M3N3Vxi |  |  |  | (m/s) | ( NMembers < 3 ) .OR. ( Member(3)%NumElements < 3 )
| M3N4Vxi |  |  |  | (m/s) | ( NMembers < 3 ) .OR. ( Member(3)%NumElements < 4 )
| M3N5Vxi |  |  |  | (m/s) | ( NMembers < 3 ) .OR. ( Member(3)%NumElements < 5 )
| M3N6Vxi |  |  |  | (m/s) | ( NMembers < 3 ) .OR. ( Member(3)%NumElements < 6 )
| M3N7Vxi |  |  |  | (m/s) | ( NMembers < 3 ) .OR. ( Member(3)%NumElements < 7 )
| M3N8Vxi |  |  |  | (m/s) | ( NMembers < 3 ) .OR. ( Member(3)%NumElements < 8 )
| M3N9Vxi |  |  |  | (m/s) | ( NMembers < 3 ) .OR. ( Member(3)%NumElements < 9 )
| M4N1Vxi |  |  |  | (m/s) | ( NMembers < 4 ) .OR. ( Member(4)%NumElements < 1 )
| M4N2Vxi |  |  |  | (m/s) | ( NMembers < 4 ) .OR. ( Member(4)%NumElements < 2 )
| M4N3Vxi |  |  |  | (m/s) | ( NMembers < 4 ) .OR. ( Member(4)%NumElements < 3 )
| M4N4Vxi |  |  |  | (m/s) | ( NMembers < 4 ) .OR. ( Member(4)%NumElements < 4 )
| M4N5Vxi |  |  |  | (m/s) | ( NMembers < 4 ) .OR. ( Member(4)%NumElements < 5 )
| M4N6Vxi |  |  |  | (m/s) | ( NMembers < 4 ) .OR. ( Member(4)%NumElements < 6 )
| M4N7Vxi |  |  |  | (m/s) | ( NMembers < 4 ) .OR. ( Member(4)%NumElements < 7 )
| M4N8Vxi |  |  |  | (m/s) | ( NMembers < 4 ) .OR. ( Member(4)%NumElements < 8 )
| M4N9Vxi |  |  |  | (m/s) | ( NMembers < 4 ) .OR. ( Member(4)%NumElements < 9 )
| M5N1Vxi |  |  |  | (m/s) | ( NMembers < 5 ) .OR. ( Member(5)%NumElements < 1 )
| M5N2Vxi |  |  |  | (m/s) | ( NMembers < 5 ) .OR. ( Member(5)%NumElements < 2 )
| M5N3Vxi |  |  |  | (m/s) | ( NMembers < 5 ) .OR. ( Member(5)%NumElements < 3 )
| M5N4Vxi |  |  |  | (m/s) | ( NMembers < 5 ) .OR. ( Member(5)%NumElements < 4 )
| M5N5Vxi |  |  |  | (m/s) | ( NMembers < 5 ) .OR. ( Member(5)%NumElements < 5 )
| M5N6Vxi |  |  |  | (m/s) | ( NMembers < 5 ) .OR. ( Member(5)%NumElements < 6 )
| M5N7Vxi |  |  |  | (m/s) | ( NMembers < 5 ) .OR. ( Member(5)%NumElements < 7 )
| M5N8Vxi |  |  |  | (m/s) | ( NMembers < 5 ) .OR. ( Member(5)%NumElements < 8 )
| M5N9Vxi |  |  |  | (m/s) | ( NMembers < 5 ) .OR. ( Member(5)%NumElements < 9 )
| M6N1Vxi |  |  |  | (m/s) | ( NMembers < 6 ) .OR. ( Member(6)%NumElements < 1 )
| M6N2Vxi |  |  |  | (m/s) | ( NMembers < 6 ) .OR. ( Member(6)%NumElements < 2 )
| M6N3Vxi |  |  |  | (m/s) | ( NMembers < 6 ) .OR. ( Member(6)%NumElements < 3 )
| M6N4Vxi |  |  |  | (m/s) | ( NMembers < 6 ) .OR. ( Member(6)%NumElements < 4 )
| M6N5Vxi |  |  |  | (m/s) | ( NMembers < 6 ) .OR. ( Member(6)%NumElements < 5 )
| M6N6Vxi |  |  |  | (m/s) | ( NMembers < 6 ) .OR. ( Member(6)%NumElements < 6 )
| M6N7Vxi |  |  |  | (m/s) | ( NMembers < 6 ) .OR. ( Member(6)%NumElements < 7 )
| M6N8Vxi |  |  |  | (m/s) | ( NMembers < 6 ) .OR. ( Member(6)%NumElements < 8 )
| M6N9Vxi |  |  |  | (m/s) | ( NMembers < 6 ) .OR. ( Member(6)%NumElements < 9 )
| M7N1Vxi |  |  |  | (m/s) | ( NMembers < 7 ) .OR. ( Member(7)%NumElements < 1 )
| M7N2Vxi |  |  |  | (m/s) | ( NMembers < 7 ) .OR. ( Member(7)%NumElements < 2 )
| M7N3Vxi |  |  |  | (m/s) | ( NMembers < 7 ) .OR. ( Member(7)%NumElements < 3 )
| M7N4Vxi |  |  |  | (m/s) | ( NMembers < 7 ) .OR. ( Member(7)%NumElements < 4 )
| M7N5Vxi |  |  |  | (m/s) | ( NMembers < 7 ) .OR. ( Member(7)%NumElements < 5 )
| M7N6Vxi |  |  |  | (m/s) | ( NMembers < 7 ) .OR. ( Member(7)%NumElements < 6 )
| M7N7Vxi |  |  |  | (m/s) | ( NMembers < 7 ) .OR. ( Member(7)%NumElements < 7 )
| M7N8Vxi |  |  |  | (m/s) | ( NMembers < 7 ) .OR. ( Member(7)%NumElements < 8 )
| M7N9Vxi |  |  |  | (m/s) | ( NMembers < 7 ) .OR. ( Member(7)%NumElements < 9 )
| M8N1Vxi |  |  |  | (m/s) | ( NMembers < 8 ) .OR. ( Member(8)%NumElements < 1 )
| M8N2Vxi |  |  |  | (m/s) | ( NMembers < 8 ) .OR. ( Member(8)%NumElements < 2 )
| M8N3Vxi |  |  |  | (m/s) | ( NMembers < 8 ) .OR. ( Member(8)%NumElements < 3 )
| M8N4Vxi |  |  |  | (m/s) | ( NMembers < 8 ) .OR. ( Member(8)%NumElements < 4 )
| M8N5Vxi |  |  |  | (m/s) | ( NMembers < 8 ) .OR. ( Member(8)%NumElements < 5 )
| M8N6Vxi |  |  |  | (m/s) | ( NMembers < 8 ) .OR. ( Member(8)%NumElements < 6 )
| M8N7Vxi |  |  |  | (m/s) | ( NMembers < 8 ) .OR. ( Member(8)%NumElements < 7 )
| M8N8Vxi |  |  |  | (m/s) | ( NMembers < 8 ) .OR. ( Member(8)%NumElements < 8 )
| M8N9Vxi |  |  |  | (m/s) | ( NMembers < 8 ) .OR. ( Member(8)%NumElements < 9 )
| M9N1Vxi |  |  |  | (m/s) | ( NMembers < 9 ) .OR. ( Member(9)%NumElements < 1 )
| M9N2Vxi |  |  |  | (m/s) | ( NMembers < 9 ) .OR. ( Member(9)%NumElements < 2 )
| M9N3Vxi |  |  |  | (m/s) | ( NMembers < 9 ) .OR. ( Member(9)%NumElements < 3 )
| M9N4Vxi |  |  |  | (m/s) | ( NMembers < 9 ) .OR. ( Member(9)%NumElements < 4 )
| M9N5Vxi |  |  |  | (m/s) | ( NMembers < 9 ) .OR. ( Member(9)%NumElements < 5 )
| M9N6Vxi |  |  |  | (m/s) | ( NMembers < 9 ) .OR. ( Member(9)%NumElements < 6 )
| M9N7Vxi |  |  |  | (m/s) | ( NMembers < 9 ) .OR. ( Member(9)%NumElements < 7 )
| M9N8Vxi |  |  |  | (m/s) | ( NMembers < 9 ) .OR. ( Member(9)%NumElements < 8 )
| M9N9Vxi |  |  |  | (m/s) | ( NMembers < 9 ) .OR. ( Member(9)%NumElements < 9 )
| M1N1Vyi |  |  |  | (m/s) | ( NMembers < 1 ) .OR. ( Member(1)%NumElements < 1 )
| M1N2Vyi |  |  |  | (m/s) | ( NMembers < 1 ) .OR. ( Member(1)%NumElements < 2 )
| M1N3Vyi |  |  |  | (m/s) | ( NMembers < 1 ) .OR. ( Member(1)%NumElements < 3 )
| M1N4Vyi |  |  |  | (m/s) | ( NMembers < 1 ) .OR. ( Member(1)%NumElements < 4 )
| M1N5Vyi |  |  |  | (m/s) | ( NMembers < 1 ) .OR. ( Member(1)%NumElements < 5 )
| M1N6Vyi |  |  |  | (m/s) | ( NMembers < 1 ) .OR. ( Member(1)%NumElements < 6 )
| M1N7Vyi |  |  |  | (m/s) | ( NMembers < 1 ) .OR. ( Member(1)%NumElements < 7 )
| M1N8Vyi |  |  |  | (m/s) | ( NMembers < 1 ) .OR. ( Member(1)%NumElements < 8 )
| M1N9Vyi |  |  |  | (m/s) | ( NMembers < 1 ) .OR. ( Member(1)%NumElements < 9 )
| M2N1Vyi |  |  |  | (m/s) | ( NMembers < 2 ) .OR. ( Member(2)%NumElements < 1 )
| M2N2Vyi |  |  |  | (m/s) | ( NMembers < 2 ) .OR. ( Member(2)%NumElements < 2 )
| M2N3Vyi |  |  |  | (m/s) | ( NMembers < 2 ) .OR. ( Member(2)%NumElements < 3 )
| M2N4Vyi |  |  |  | (m/s) | ( NMembers < 2 ) .OR. ( Member(2)%NumElements < 4 )
| M2N5Vyi |  |  |  | (m/s) | ( NMembers < 2 ) .OR. ( Member(2)%NumElements < 5 )
| M2N6Vyi |  |  |  | (m/s) | ( NMembers < 2 ) .OR. ( Member(2)%NumElements < 6 )
| M2N7Vyi |  |  |  | (m/s) | ( NMembers < 2 ) .OR. ( Member(2)%NumElements < 7 )
| M2N8Vyi |  |  |  | (m/s) | ( NMembers < 2 ) .OR. ( Member(2)%NumElements < 8 )
| M2N9Vyi |  |  |  | (m/s) | ( NMembers < 2 ) .OR. ( Member(2)%NumElements < 9 )
| M3N1Vyi |  |  |  | (m/s) | ( NMembers < 3 ) .OR. ( Member(3)%NumElements < 1 )
| M3N2Vyi |  |  |  | (m/s) | ( NMembers < 3 ) .OR. ( Member(3)%NumElements < 2 )
| M3N3Vyi |  |  |  | (m/s) | ( NMembers < 3 ) .OR. ( Member(3)%NumElements < 3 )
| M3N4Vyi |  |  |  | (m/s) | ( NMembers < 3 ) .OR. ( Member(3)%NumElements < 4 )
| M3N5Vyi |  |  |  | (m/s) | ( NMembers < 3 ) .OR. ( Member(3)%NumElements < 5 )
| M3N6Vyi |  |  |  | (m/s) | ( NMembers < 3 ) .OR. ( Member(3)%NumElements < 6 )
| M3N7Vyi |  |  |  | (m/s) | ( NMembers < 3 ) .OR. ( Member(3)%NumElements < 7 )
| M3N8Vyi |  |  |  | (m/s) | ( NMembers < 3 ) .OR. ( Member(3)%NumElements < 8 )
| M3N9Vyi |  |  |  | (m/s) | ( NMembers < 3 ) .OR. ( Member(3)%NumElements < 9 )
| M4N1Vyi |  |  |  | (m/s) | ( NMembers < 4 ) .OR. ( Member(4)%NumElements < 1 )
| M4N2Vyi |  |  |  | (m/s) | ( NMembers < 4 ) .OR. ( Member(4)%NumElements < 2 )
| M4N3Vyi |  |  |  | (m/s) | ( NMembers < 4 ) .OR. ( Member(4)%NumElements < 3 )
| M4N4Vyi |  |  |  | (m/s) | ( NMembers < 4 ) .OR. ( Member(4)%NumElements < 4 )
| M4N5Vyi |  |  |  | (m/s) | ( NMembers < 4 ) .OR. ( Member(4)%NumElements < 5 )
| M4N6Vyi |  |  |  | (m/s) | ( NMembers < 4 ) .OR. ( Member(4)%NumElements < 6 )
| M4N7Vyi |  |  |  | (m/s) | ( NMembers < 4 ) .OR. ( Member(4)%NumElements < 7 )
| M4N8Vyi |  |  |  | (m/s) | ( NMembers < 4 ) .OR. ( Member(4)%NumElements < 8 )
| M4N9Vyi |  |  |  | (m/s) | ( NMembers < 4 ) .OR. ( Member(4)%NumElements < 9 )
| M5N1Vyi |  |  |  | (m/s) | ( NMembers < 5 ) .OR. ( Member(5)%NumElements < 1 )
| M5N2Vyi |  |  |  | (m/s) | ( NMembers < 5 ) .OR. ( Member(5)%NumElements < 2 )
| M5N3Vyi |  |  |  | (m/s) | ( NMembers < 5 ) .OR. ( Member(5)%NumElements < 3 )
| M5N4Vyi |  |  |  | (m/s) | ( NMembers < 5 ) .OR. ( Member(5)%NumElements < 4 )
| M5N5Vyi |  |  |  | (m/s) | ( NMembers < 5 ) .OR. ( Member(5)%NumElements < 5 )
| M5N6Vyi |  |  |  | (m/s) | ( NMembers < 5 ) .OR. ( Member(5)%NumElements < 6 )
| M5N7Vyi |  |  |  | (m/s) | ( NMembers < 5 ) .OR. ( Member(5)%NumElements < 7 )
| M5N8Vyi |  |  |  | (m/s) | ( NMembers < 5 ) .OR. ( Member(5)%NumElements < 8 )
| M5N9Vyi |  |  |  | (m/s) | ( NMembers < 5 ) .OR. ( Member(5)%NumElements < 9 )
| M6N1Vyi |  |  |  | (m/s) | ( NMembers < 6 ) .OR. ( Member(6)%NumElements < 1 )
| M6N2Vyi |  |  |  | (m/s) | ( NMembers < 6 ) .OR. ( Member(6)%NumElements < 2 )
| M6N3Vyi |  |  |  | (m/s) | ( NMembers < 6 ) .OR. ( Member(6)%NumElements < 3 )
| M6N4Vyi |  |  |  | (m/s) | ( NMembers < 6 ) .OR. ( Member(6)%NumElements < 4 )
| M6N5Vyi |  |  |  | (m/s) | ( NMembers < 6 ) .OR. ( Member(6)%NumElements < 5 )
| M6N6Vyi |  |  |  | (m/s) | ( NMembers < 6 ) .OR. ( Member(6)%NumElements < 6 )
| M6N7Vyi |  |  |  | (m/s) | ( NMembers < 6 ) .OR. ( Member(6)%NumElements < 7 )
| M6N8Vyi |  |  |  | (m/s) | ( NMembers < 6 ) .OR. ( Member(6)%NumElements < 8 )
| M6N9Vyi |  |  |  | (m/s) | ( NMembers < 6 ) .OR. ( Member(6)%NumElements < 9 )
| M7N1Vyi |  |  |  | (m/s) | ( NMembers < 7 ) .OR. ( Member(7)%NumElements < 1 )
| M7N2Vyi |  |  |  | (m/s) | ( NMembers < 7 ) .OR. ( Member(7)%NumElements < 2 )
| M7N3Vyi |  |  |  | (m/s) | ( NMembers < 7 ) .OR. ( Member(7)%NumElements < 3 )
| M7N4Vyi |  |  |  | (m/s) | ( NMembers < 7 ) .OR. ( Member(7)%NumElements < 4 )
| M7N5Vyi |  |  |  | (m/s) | ( NMembers < 7 ) .OR. ( Member(7)%NumElements < 5 )
| M7N6Vyi |  |  |  | (m/s) | ( NMembers < 7 ) .OR. ( Member(7)%NumElements < 6 )
| M7N7Vyi |  |  |  | (m/s) | ( NMembers < 7 ) .OR. ( Member(7)%NumElements < 7 )
| M7N8Vyi |  |  |  | (m/s) | ( NMembers < 7 ) .OR. ( Member(7)%NumElements < 8 )
| M7N9Vyi |  |  |  | (m/s) | ( NMembers < 7 ) .OR. ( Member(7)%NumElements < 9 )
| M8N1Vyi |  |  |  | (m/s) | ( NMembers < 8 ) .OR. ( Member(8)%NumElements < 1 )
| M8N2Vyi |  |  |  | (m/s) | ( NMembers < 8 ) .OR. ( Member(8)%NumElements < 2 )
| M8N3Vyi |  |  |  | (m/s) | ( NMembers < 8 ) .OR. ( Member(8)%NumElements < 3 )
| M8N4Vyi |  |  |  | (m/s) | ( NMembers < 8 ) .OR. ( Member(8)%NumElements < 4 )
| M8N5Vyi |  |  |  | (m/s) | ( NMembers < 8 ) .OR. ( Member(8)%NumElements < 5 )
| M8N6Vyi |  |  |  | (m/s) | ( NMembers < 8 ) .OR. ( Member(8)%NumElements < 6 )
| M8N7Vyi |  |  |  | (m/s) | ( NMembers < 8 ) .OR. ( Member(8)%NumElements < 7 )
| M8N8Vyi |  |  |  | (m/s) | ( NMembers < 8 ) .OR. ( Member(8)%NumElements < 8 )
| M8N9Vyi |  |  |  | (m/s) | ( NMembers < 8 ) .OR. ( Member(8)%NumElements < 9 )
| M9N1Vyi |  |  |  | (m/s) | ( NMembers < 9 ) .OR. ( Member(9)%NumElements < 1 )
| M9N2Vyi |  |  |  | (m/s) | ( NMembers < 9 ) .OR. ( Member(9)%NumElements < 2 )
| M9N3Vyi |  |  |  | (m/s) | ( NMembers < 9 ) .OR. ( Member(9)%NumElements < 3 )
| M9N4Vyi |  |  |  | (m/s) | ( NMembers < 9 ) .OR. ( Member(9)%NumElements < 4 )
| M9N5Vyi |  |  |  | (m/s) | ( NMembers < 9 ) .OR. ( Member(9)%NumElements < 5 )
| M9N6Vyi |  |  |  | (m/s) | ( NMembers < 9 ) .OR. ( Member(9)%NumElements < 6 )
| M9N7Vyi |  |  |  | (m/s) | ( NMembers < 9 ) .OR. ( Member(9)%NumElements < 7 )
| M9N8Vyi |  |  |  | (m/s) | ( NMembers < 9 ) .OR. ( Member(9)%NumElements < 8 )
| M9N9Vyi |  |  |  | (m/s) | ( NMembers < 9 ) .OR. ( Member(9)%NumElements < 9 )
| M1N1Vzi |  |  |  | (m/s) | ( NMembers < 1 ) .OR. ( Member(1)%NumElements < 1 )
| M1N2Vzi |  |  |  | (m/s) | ( NMembers < 1 ) .OR. ( Member(1)%NumElements < 2 )
| M1N3Vzi |  |  |  | (m/s) | ( NMembers < 1 ) .OR. ( Member(1)%NumElements < 3 )
| M1N4Vzi |  |  |  | (m/s) | ( NMembers < 1 ) .OR. ( Member(1)%NumElements < 4 )
| M1N5Vzi |  |  |  | (m/s) | ( NMembers < 1 ) .OR. ( Member(1)%NumElements < 5 )
| M1N6Vzi |  |  |  | (m/s) | ( NMembers < 1 ) .OR. ( Member(1)%NumElements < 6 )
| M1N7Vzi |  |  |  | (m/s) | ( NMembers < 1 ) .OR. ( Member(1)%NumElements < 7 )
| M1N8Vzi |  |  |  | (m/s) | ( NMembers < 1 ) .OR. ( Member(1)%NumElements < 8 )
| M1N9Vzi |  |  |  | (m/s) | ( NMembers < 1 ) .OR. ( Member(1)%NumElements < 9 )
| M2N1Vzi |  |  |  | (m/s) | ( NMembers < 2 ) .OR. ( Member(2)%NumElements < 1 )
| M2N2Vzi |  |  |  | (m/s) | ( NMembers < 2 ) .OR. ( Member(2)%NumElements < 2 )
| M2N3Vzi |  |  |  | (m/s) | ( NMembers < 2 ) .OR. ( Member(2)%NumElements < 3 )
| M2N4Vzi |  |  |  | (m/s) | ( NMembers < 2 ) .OR. ( Member(2)%NumElements < 4 )
| M2N5Vzi |  |  |  | (m/s) | ( NMembers < 2 ) .OR. ( Member(2)%NumElements < 5 )
| M2N6Vzi |  |  |  | (m/s) | ( NMembers < 2 ) .OR. ( Member(2)%NumElements < 6 )
| M2N7Vzi |  |  |  | (m/s) | ( NMembers < 2 ) .OR. ( Member(2)%NumElements < 7 )
| M2N8Vzi |  |  |  | (m/s) | ( NMembers < 2 ) .OR. ( Member(2)%NumElements < 8 )
| M2N9Vzi |  |  |  | (m/s) | ( NMembers < 2 ) .OR. ( Member(2)%NumElements < 9 )
| M3N1Vzi |  |  |  | (m/s) | ( NMembers < 3 ) .OR. ( Member(3)%NumElements < 1 )
| M3N2Vzi |  |  |  | (m/s) | ( NMembers < 3 ) .OR. ( Member(3)%NumElements < 2 )
| M3N3Vzi |  |  |  | (m/s) | ( NMembers < 3 ) .OR. ( Member(3)%NumElements < 3 )
| M3N4Vzi |  |  |  | (m/s) | ( NMembers < 3 ) .OR. ( Member(3)%NumElements < 4 )
| M3N5Vzi |  |  |  | (m/s) | ( NMembers < 3 ) .OR. ( Member(3)%NumElements < 5 )
| M3N6Vzi |  |  |  | (m/s) | ( NMembers < 3 ) .OR. ( Member(3)%NumElements < 6 )
| M3N7Vzi |  |  |  | (m/s) | ( NMembers < 3 ) .OR. ( Member(3)%NumElements < 7 )
| M3N8Vzi |  |  |  | (m/s) | ( NMembers < 3 ) .OR. ( Member(3)%NumElements < 8 )
| M3N9Vzi |  |  |  | (m/s) | ( NMembers < 3 ) .OR. ( Member(3)%NumElements < 9 )
| M4N1Vzi |  |  |  | (m/s) | ( NMembers < 4 ) .OR. ( Member(4)%NumElements < 1 )
| M4N2Vzi |  |  |  | (m/s) | ( NMembers < 4 ) .OR. ( Member(4)%NumElements < 2 )
| M4N3Vzi |  |  |  | (m/s) | ( NMembers < 4 ) .OR. ( Member(4)%NumElements < 3 )
| M4N4Vzi |  |  |  | (m/s) | ( NMembers < 4 ) .OR. ( Member(4)%NumElements < 4 )
| M4N5Vzi |  |  |  | (m/s) | ( NMembers < 4 ) .OR. ( Member(4)%NumElements < 5 )
| M4N6Vzi |  |  |  | (m/s) | ( NMembers < 4 ) .OR. ( Member(4)%NumElements < 6 )
| M4N7Vzi |  |  |  | (m/s) | ( NMembers < 4 ) .OR. ( Member(4)%NumElements < 7 )
| M4N8Vzi |  |  |  | (m/s) | ( NMembers < 4 ) .OR. ( Member(4)%NumElements < 8 )
| M4N9Vzi |  |  |  | (m/s) | ( NMembers < 4 ) .OR. ( Member(4)%NumElements < 9 )
| M5N1Vzi |  |  |  | (m/s) | ( NMembers < 5 ) .OR. ( Member(5)%NumElements < 1 )
| M5N2Vzi |  |  |  | (m/s) | ( NMembers < 5 ) .OR. ( Member(5)%NumElements < 2 )
| M5N3Vzi |  |  |  | (m/s) | ( NMembers < 5 ) .OR. ( Member(5)%NumElements < 3 )
| M5N4Vzi |  |  |  | (m/s) | ( NMembers < 5 ) .OR. ( Member(5)%NumElements < 4 )
| M5N5Vzi |  |  |  | (m/s) | ( NMembers < 5 ) .OR. ( Member(5)%NumElements < 5 )
| M5N6Vzi |  |  |  | (m/s) | ( NMembers < 5 ) .OR. ( Member(5)%NumElements < 6 )
| M5N7Vzi |  |  |  | (m/s) | ( NMembers < 5 ) .OR. ( Member(5)%NumElements < 7 )
| M5N8Vzi |  |  |  | (m/s) | ( NMembers < 5 ) .OR. ( Member(5)%NumElements < 8 )
| M5N9Vzi |  |  |  | (m/s) | ( NMembers < 5 ) .OR. ( Member(5)%NumElements < 9 )
| M6N1Vzi |  |  |  | (m/s) | ( NMembers < 6 ) .OR. ( Member(6)%NumElements < 1 )
| M6N2Vzi |  |  |  | (m/s) | ( NMembers < 6 ) .OR. ( Member(6)%NumElements < 2 )
| M6N3Vzi |  |  |  | (m/s) | ( NMembers < 6 ) .OR. ( Member(6)%NumElements < 3 )
| M6N4Vzi |  |  |  | (m/s) | ( NMembers < 6 ) .OR. ( Member(6)%NumElements < 4 )
| M6N5Vzi |  |  |  | (m/s) | ( NMembers < 6 ) .OR. ( Member(6)%NumElements < 5 )
| M6N6Vzi |  |  |  | (m/s) | ( NMembers < 6 ) .OR. ( Member(6)%NumElements < 6 )
| M6N7Vzi |  |  |  | (m/s) | ( NMembers < 6 ) .OR. ( Member(6)%NumElements < 7 )
| M6N8Vzi |  |  |  | (m/s) | ( NMembers < 6 ) .OR. ( Member(6)%NumElements < 8 )
| M6N9Vzi |  |  |  | (m/s) | ( NMembers < 6 ) .OR. ( Member(6)%NumElements < 9 )
| M7N1Vzi |  |  |  | (m/s) | ( NMembers < 7 ) .OR. ( Member(7)%NumElements < 1 )
| M7N2Vzi |  |  |  | (m/s) | ( NMembers < 7 ) .OR. ( Member(7)%NumElements < 2 )
| M7N3Vzi |  |  |  | (m/s) | ( NMembers < 7 ) .OR. ( Member(7)%NumElements < 3 )
| M7N4Vzi |  |  |  | (m/s) | ( NMembers < 7 ) .OR. ( Member(7)%NumElements < 4 )
| M7N5Vzi |  |  |  | (m/s) | ( NMembers < 7 ) .OR. ( Member(7)%NumElements < 5 )
| M7N6Vzi |  |  |  | (m/s) | ( NMembers < 7 ) .OR. ( Member(7)%NumElements < 6 )
| M7N7Vzi |  |  |  | (m/s) | ( NMembers < 7 ) .OR. ( Member(7)%NumElements < 7 )
| M7N8Vzi |  |  |  | (m/s) | ( NMembers < 7 ) .OR. ( Member(7)%NumElements < 8 )
| M7N9Vzi |  |  |  | (m/s) | ( NMembers < 7 ) .OR. ( Member(7)%NumElements < 9 )
| M8N1Vzi |  |  |  | (m/s) | ( NMembers < 8 ) .OR. ( Member(8)%NumElements < 1 )
| M8N2Vzi |  |  |  | (m/s) | ( NMembers < 8 ) .OR. ( Member(8)%NumElements < 2 )
| M8N3Vzi |  |  |  | (m/s) | ( NMembers < 8 ) .OR. ( Member(8)%NumElements < 3 )
| M8N4Vzi |  |  |  | (m/s) | ( NMembers < 8 ) .OR. ( Member(8)%NumElements < 4 )
| M8N5Vzi |  |  |  | (m/s) | ( NMembers < 8 ) .OR. ( Member(8)%NumElements < 5 )
| M8N6Vzi |  |  |  | (m/s) | ( NMembers < 8 ) .OR. ( Member(8)%NumElements < 6 )
| M8N7Vzi |  |  |  | (m/s) | ( NMembers < 8 ) .OR. ( Member(8)%NumElements < 7 )
| M8N8Vzi |  |  |  | (m/s) | ( NMembers < 8 ) .OR. ( Member(8)%NumElements < 8 )
| M8N9Vzi |  |  |  | (m/s) | ( NMembers < 8 ) .OR. ( Member(8)%NumElements < 9 )
| M9N1Vzi |  |  |  | (m/s) | ( NMembers < 9 ) .OR. ( Member(9)%NumElements < 1 )
| M9N2Vzi |  |  |  | (m/s) | ( NMembers < 9 ) .OR. ( Member(9)%NumElements < 2 )
| M9N3Vzi |  |  |  | (m/s) | ( NMembers < 9 ) .OR. ( Member(9)%NumElements < 3 )
| M9N4Vzi |  |  |  | (m/s) | ( NMembers < 9 ) .OR. ( Member(9)%NumElements < 4 )
| M9N5Vzi |  |  |  | (m/s) | ( NMembers < 9 ) .OR. ( Member(9)%NumElements < 5 )
| M9N6Vzi |  |  |  | (m/s) | ( NMembers < 9 ) .OR. ( Member(9)%NumElements < 6 )
| M9N7Vzi |  |  |  | (m/s) | ( NMembers < 9 ) .OR. ( Member(9)%NumElements < 7 )
| M9N8Vzi |  |  |  | (m/s) | ( NMembers < 9 ) .OR. ( Member(9)%NumElements < 8 )
| M9N9Vzi |  |  |  | (m/s) | ( NMembers < 9 ) .OR. ( Member(9)%NumElements < 9 )
| M1N1DynP |  | fluid dynamic pressure |  | (Pa) | ( NMembers < 1 ) .OR. ( Member(1)%NumElements < 1 )
| M1N2DynP |  |  |  | (Pa) | ( NMembers < 1 ) .OR. ( Member(1)%NumElements < 2 )
| M1N3DynP |  |  |  | (Pa) | ( NMembers < 1 ) .OR. ( Member(1)%NumElements < 3 )
| M1N4DynP |  |  |  | (Pa) | ( NMembers < 1 ) .OR. ( Member(1)%NumElements < 4 )
| M1N5DynP |  |  |  | (Pa) | ( NMembers < 1 ) .OR. ( Member(1)%NumElements < 5 )
| M1N6DynP |  |  |  | (Pa) | ( NMembers < 1 ) .OR. ( Member(1)%NumElements < 6 )
| M1N7DynP |  |  |  | (Pa) | ( NMembers < 1 ) .OR. ( Member(1)%NumElements < 7 )
| M1N8DynP |  |  |  | (Pa) | ( NMembers < 1 ) .OR. ( Member(1)%NumElements < 8 )
| M1N9DynP |  |  |  | (Pa) | ( NMembers < 1 ) .OR. ( Member(1)%NumElements < 9 )
| M2N1DynP |  |  |  | (Pa) | ( NMembers < 2 ) .OR. ( Member(2)%NumElements < 1 )
| M2N2DynP |  |  |  | (Pa) | ( NMembers < 2 ) .OR. ( Member(2)%NumElements < 2 )
| M2N3DynP |  |  |  | (Pa) | ( NMembers < 2 ) .OR. ( Member(2)%NumElements < 3 )
| M2N4DynP |  |  |  | (Pa) | ( NMembers < 2 ) .OR. ( Member(2)%NumElements < 4 )
| M2N5DynP |  |  |  | (Pa) | ( NMembers < 2 ) .OR. ( Member(2)%NumElements < 5 )
| M2N6DynP |  |  |  | (Pa) | ( NMembers < 2 ) .OR. ( Member(2)%NumElements < 6 )
| M2N7DynP |  |  |  | (Pa) | ( NMembers < 2 ) .OR. ( Member(2)%NumElements < 7 )
| M2N8DynP |  |  |  | (Pa) | ( NMembers < 2 ) .OR. ( Member(2)%NumElements < 8 )
| M2N9DynP |  |  |  | (Pa) | ( NMembers < 2 ) .OR. ( Member(2)%NumElements < 9 )
| M3N1DynP |  |  |  | (Pa) | ( NMembers < 3 ) .OR. ( Member(3)%NumElements < 1 )
| M3N2DynP |  |  |  | (Pa) | ( NMembers < 3 ) .OR. ( Member(3)%NumElements < 2 )
| M3N3DynP |  |  |  | (Pa) | ( NMembers < 3 ) .OR. ( Member(3)%NumElements < 3 )
| M3N4DynP |  |  |  | (Pa) | ( NMembers < 3 ) .OR. ( Member(3)%NumElements < 4 )
| M3N5DynP |  |  |  | (Pa) | ( NMembers < 3 ) .OR. ( Member(3)%NumElements < 5 )
| M3N6DynP |  |  |  | (Pa) | ( NMembers < 3 ) .OR. ( Member(3)%NumElements < 6 )
| M3N7DynP |  |  |  | (Pa) | ( NMembers < 3 ) .OR. ( Member(3)%NumElements < 7 )
| M3N8DynP |  |  |  | (Pa) | ( NMembers < 3 ) .OR. ( Member(3)%NumElements < 8 )
| M3N9DynP |  |  |  | (Pa) | ( NMembers < 3 ) .OR. ( Member(3)%NumElements < 9 )
| M4N1DynP |  |  |  | (Pa) | ( NMembers < 4 ) .OR. ( Member(4)%NumElements < 1 )
| M4N2DynP |  |  |  | (Pa) | ( NMembers < 4 ) .OR. ( Member(4)%NumElements < 2 )
| M4N3DynP |  |  |  | (Pa) | ( NMembers < 4 ) .OR. ( Member(4)%NumElements < 3 )
| M4N4DynP |  |  |  | (Pa) | ( NMembers < 4 ) .OR. ( Member(4)%NumElements < 4 )
| M4N5DynP |  |  |  | (Pa) | ( NMembers < 4 ) .OR. ( Member(4)%NumElements < 5 )
| M4N6DynP |  |  |  | (Pa) | ( NMembers < 4 ) .OR. ( Member(4)%NumElements < 6 )
| M4N7DynP |  |  |  | (Pa) | ( NMembers < 4 ) .OR. ( Member(4)%NumElements < 7 )
| M4N8DynP |  |  |  | (Pa) | ( NMembers < 4 ) .OR. ( Member(4)%NumElements < 8 )
| M4N9DynP |  |  |  | (Pa) | ( NMembers < 4 ) .OR. ( Member(4)%NumElements < 9 )
| M5N1DynP |  |  |  | (Pa) | ( NMembers < 5 ) .OR. ( Member(5)%NumElements < 1 )
| M5N2DynP |  |  |  | (Pa) | ( NMembers < 5 ) .OR. ( Member(5)%NumElements < 2 )
| M5N3DynP |  |  |  | (Pa) | ( NMembers < 5 ) .OR. ( Member(5)%NumElements < 3 )
| M5N4DynP |  |  |  | (Pa) | ( NMembers < 5 ) .OR. ( Member(5)%NumElements < 4 )
| M5N5DynP |  |  |  | (Pa) | ( NMembers < 5 ) .OR. ( Member(5)%NumElements < 5 )
| M5N6DynP |  |  |  | (Pa) | ( NMembers < 5 ) .OR. ( Member(5)%NumElements < 6 )
| M5N7DynP |  |  |  | (Pa) | ( NMembers < 5 ) .OR. ( Member(5)%NumElements < 7 )
| M5N8DynP |  |  |  | (Pa) | ( NMembers < 5 ) .OR. ( Member(5)%NumElements < 8 )
| M5N9DynP |  |  |  | (Pa) | ( NMembers < 5 ) .OR. ( Member(5)%NumElements < 9 )
| M6N1DynP |  |  |  | (Pa) | ( NMembers < 6 ) .OR. ( Member(6)%NumElements < 1 )
| M6N2DynP |  |  |  | (Pa) | ( NMembers < 6 ) .OR. ( Member(6)%NumElements < 2 )
| M6N3DynP |  |  |  | (Pa) | ( NMembers < 6 ) .OR. ( Member(6)%NumElements < 3 )
| M6N4DynP |  |  |  | (Pa) | ( NMembers < 6 ) .OR. ( Member(6)%NumElements < 4 )
| M6N5DynP |  |  |  | (Pa) | ( NMembers < 6 ) .OR. ( Member(6)%NumElements < 5 )
| M6N6DynP |  |  |  | (Pa) | ( NMembers < 6 ) .OR. ( Member(6)%NumElements < 6 )
| M6N7DynP |  |  |  | (Pa) | ( NMembers < 6 ) .OR. ( Member(6)%NumElements < 7 )
| M6N8DynP |  |  |  | (Pa) | ( NMembers < 6 ) .OR. ( Member(6)%NumElements < 8 )
| M6N9DynP |  |  |  | (Pa) | ( NMembers < 6 ) .OR. ( Member(6)%NumElements < 9 )
| M7N1DynP |  |  |  | (Pa) | ( NMembers < 7 ) .OR. ( Member(7)%NumElements < 1 )
| M7N2DynP |  |  |  | (Pa) | ( NMembers < 7 ) .OR. ( Member(7)%NumElements < 2 )
| M7N3DynP |  |  |  | (Pa) | ( NMembers < 7 ) .OR. ( Member(7)%NumElements < 3 )
| M7N4DynP |  |  |  | (Pa) | ( NMembers < 7 ) .OR. ( Member(7)%NumElements < 4 )
| M7N5DynP |  |  |  | (Pa) | ( NMembers < 7 ) .OR. ( Member(7)%NumElements < 5 )
| M7N6DynP |  |  |  | (Pa) | ( NMembers < 7 ) .OR. ( Member(7)%NumElements < 6 )
| M7N7DynP |  |  |  | (Pa) | ( NMembers < 7 ) .OR. ( Member(7)%NumElements < 7 )
| M7N8DynP |  |  |  | (Pa) | ( NMembers < 7 ) .OR. ( Member(7)%NumElements < 8 )
| M7N9DynP |  |  |  | (Pa) | ( NMembers < 7 ) .OR. ( Member(7)%NumElements < 9 )
| M8N1DynP |  |  |  | (Pa) | ( NMembers < 8 ) .OR. ( Member(8)%NumElements < 1 )
| M8N2DynP |  |  |  | (Pa) | ( NMembers < 8 ) .OR. ( Member(8)%NumElements < 2 )
| M8N3DynP |  |  |  | (Pa) | ( NMembers < 8 ) .OR. ( Member(8)%NumElements < 3 )
| M8N4DynP |  |  |  | (Pa) | ( NMembers < 8 ) .OR. ( Member(8)%NumElements < 4 )
| M8N5DynP |  |  |  | (Pa) | ( NMembers < 8 ) .OR. ( Member(8)%NumElements < 5 )
| M8N6DynP |  |  |  | (Pa) | ( NMembers < 8 ) .OR. ( Member(8)%NumElements < 6 )
| M8N7DynP |  |  |  | (Pa) | ( NMembers < 8 ) .OR. ( Member(8)%NumElements < 7 )
| M8N8DynP |  |  |  | (Pa) | ( NMembers < 8 ) .OR. ( Member(8)%NumElements < 8 )
| M8N9DynP |  |  |  | (Pa) | ( NMembers < 8 ) .OR. ( Member(8)%NumElements < 9 )
| M9N1DynP |  |  |  | (Pa) | ( NMembers < 9 ) .OR. ( Member(9)%NumElements < 1 )
| M9N2DynP |  |  |  | (Pa) | ( NMembers < 9 ) .OR. ( Member(9)%NumElements < 2 )
| M9N3DynP |  |  |  | (Pa) | ( NMembers < 9 ) .OR. ( Member(9)%NumElements < 3 )
| M9N4DynP |  |  |  | (Pa) | ( NMembers < 9 ) .OR. ( Member(9)%NumElements < 4 )
| M9N5DynP |  |  |  | (Pa) | ( NMembers < 9 ) .OR. ( Member(9)%NumElements < 5 )
| M9N6DynP |  |  |  | (Pa) | ( NMembers < 9 ) .OR. ( Member(9)%NumElements < 6 )
| M9N7DynP |  |  |  | (Pa) | ( NMembers < 9 ) .OR. ( Member(9)%NumElements < 7 )
| M9N8DynP |  |  |  | (Pa) | ( NMembers < 9 ) .OR. ( Member(9)%NumElements < 8 )
| M9N9DynP |  |  |  | (Pa) | ( NMembers < 9 ) .OR. ( Member(9)%NumElements < 9 )
| M1N1STVxi |  | structure translational velocity |  | (m/s) | ( NMembers < 1 ) .OR. ( Member(1)%NumElements < 1 )
| M1N2STVxi |  |  |  | (m/s) | ( NMembers < 1 ) .OR. ( Member(1)%NumElements < 2 )
| M1N3STVxi |  |  |  | (m/s) | ( NMembers < 1 ) .OR. ( Member(1)%NumElements < 3 )
| M1N4STVxi |  |  |  | (m/s) | ( NMembers < 1 ) .OR. ( Member(1)%NumElements < 4 )
| M1N5STVxi |  |  |  | (m/s) | ( NMembers < 1 ) .OR. ( Member(1)%NumElements < 5 )
| M1N6STVxi |  |  |  | (m/s) | ( NMembers < 1 ) .OR. ( Member(1)%NumElements < 6 )
| M1N7STVxi |  |  |  | (m/s) | ( NMembers < 1 ) .OR. ( Member(1)%NumElements < 7 )
| M1N8STVxi |  |  |  | (m/s) | ( NMembers < 1 ) .OR. ( Member(1)%NumElements < 8 )
| M1N9STVxi |  |  |  | (m/s) | ( NMembers < 1 ) .OR. ( Member(1)%NumElements < 9 )
| M2N1STVxi |  |  |  | (m/s) | ( NMembers < 2 ) .OR. ( Member(2)%NumElements < 1 )
| M2N2STVxi |  |  |  | (m/s) | ( NMembers < 2 ) .OR. ( Member(2)%NumElements < 2 )
| M2N3STVxi |  |  |  | (m/s) | ( NMembers < 2 ) .OR. ( Member(2)%NumElements < 3 )
| M2N4STVxi |  |  |  | (m/s) | ( NMembers < 2 ) .OR. ( Member(2)%NumElements < 4 )
| M2N5STVxi |  |  |  | (m/s) | ( NMembers < 2 ) .OR. ( Member(2)%NumElements < 5 )
| M2N6STVxi |  |  |  | (m/s) | ( NMembers < 2 ) .OR. ( Member(2)%NumElements < 6 )
| M2N7STVxi |  |  |  | (m/s) | ( NMembers < 2 ) .OR. ( Member(2)%NumElements < 7 )
| M2N8STVxi |  |  |  | (m/s) | ( NMembers < 2 ) .OR. ( Member(2)%NumElements < 8 )
| M2N9STVxi |  |  |  | (m/s) | ( NMembers < 2 ) .OR. ( Member(2)%NumElements < 9 )
| M3N1STVxi |  |  |  | (m/s) | ( NMembers < 3 ) .OR. ( Member(3)%NumElements < 1 )
| M3N2STVxi |  |  |  | (m/s) | ( NMembers < 3 ) .OR. ( Member(3)%NumElements < 2 )
| M3N3STVxi |  |  |  | (m/s) | ( NMembers < 3 ) .OR. ( Member(3)%NumElements < 3 )
| M3N4STVxi |  |  |  | (m/s) | ( NMembers < 3 ) .OR. ( Member(3)%NumElements < 4 )
| M3N5STVxi |  |  |  | (m/s) | ( NMembers < 3 ) .OR. ( Member(3)%NumElements < 5 )
| M3N6STVxi |  |  |  | (m/s) | ( NMembers < 3 ) .OR. ( Member(3)%NumElements < 6 )
| M3N7STVxi |  |  |  | (m/s) | ( NMembers < 3 ) .OR. ( Member(3)%NumElements < 7 )
| M3N8STVxi |  |  |  | (m/s) | ( NMembers < 3 ) .OR. ( Member(3)%NumElements < 8 )
| M3N9STVxi |  |  |  | (m/s) | ( NMembers < 3 ) .OR. ( Member(3)%NumElements < 9 )
| M4N1STVxi |  |  |  | (m/s) | ( NMembers < 4 ) .OR. ( Member(4)%NumElements < 1 )
| M4N2STVxi |  |  |  | (m/s) | ( NMembers < 4 ) .OR. ( Member(4)%NumElements < 2 )
| M4N3STVxi |  |  |  | (m/s) | ( NMembers < 4 ) .OR. ( Member(4)%NumElements < 3 )
| M4N4STVxi |  |  |  | (m/s) | ( NMembers < 4 ) .OR. ( Member(4)%NumElements < 4 )
| M4N5STVxi |  |  |  | (m/s) | ( NMembers < 4 ) .OR. ( Member(4)%NumElements < 5 )
| M4N6STVxi |  |  |  | (m/s) | ( NMembers < 4 ) .OR. ( Member(4)%NumElements < 6 )
| M4N7STVxi |  |  |  | (m/s) | ( NMembers < 4 ) .OR. ( Member(4)%NumElements < 7 )
| M4N8STVxi |  |  |  | (m/s) | ( NMembers < 4 ) .OR. ( Member(4)%NumElements < 8 )
| M4N9STVxi |  |  |  | (m/s) | ( NMembers < 4 ) .OR. ( Member(4)%NumElements < 9 )
| M5N1STVxi |  |  |  | (m/s) | ( NMembers < 5 ) .OR. ( Member(5)%NumElements < 1 )
| M5N2STVxi |  |  |  | (m/s) | ( NMembers < 5 ) .OR. ( Member(5)%NumElements < 2 )
| M5N3STVxi |  |  |  | (m/s) | ( NMembers < 5 ) .OR. ( Member(5)%NumElements < 3 )
| M5N4STVxi |  |  |  | (m/s) | ( NMembers < 5 ) .OR. ( Member(5)%NumElements < 4 )
| M5N5STVxi |  |  |  | (m/s) | ( NMembers < 5 ) .OR. ( Member(5)%NumElements < 5 )
| M5N6STVxi |  |  |  | (m/s) | ( NMembers < 5 ) .OR. ( Member(5)%NumElements < 6 )
| M5N7STVxi |  |  |  | (m/s) | ( NMembers < 5 ) .OR. ( Member(5)%NumElements < 7 )
| M5N8STVxi |  |  |  | (m/s) | ( NMembers < 5 ) .OR. ( Member(5)%NumElements < 8 )
| M5N9STVxi |  |  |  | (m/s) | ( NMembers < 5 ) .OR. ( Member(5)%NumElements < 9 )
| M6N1STVxi |  |  |  | (m/s) | ( NMembers < 6 ) .OR. ( Member(6)%NumElements < 1 )
| M6N2STVxi |  |  |  | (m/s) | ( NMembers < 6 ) .OR. ( Member(6)%NumElements < 2 )
| M6N3STVxi |  |  |  | (m/s) | ( NMembers < 6 ) .OR. ( Member(6)%NumElements < 3 )
| M6N4STVxi |  |  |  | (m/s) | ( NMembers < 6 ) .OR. ( Member(6)%NumElements < 4 )
| M6N5STVxi |  |  |  | (m/s) | ( NMembers < 6 ) .OR. ( Member(6)%NumElements < 5 )
| M6N6STVxi |  |  |  | (m/s) | ( NMembers < 6 ) .OR. ( Member(6)%NumElements < 6 )
| M6N7STVxi |  |  |  | (m/s) | ( NMembers < 6 ) .OR. ( Member(6)%NumElements < 7 )
| M6N8STVxi |  |  |  | (m/s) | ( NMembers < 6 ) .OR. ( Member(6)%NumElements < 8 )
| M6N9STVxi |  |  |  | (m/s) | ( NMembers < 6 ) .OR. ( Member(6)%NumElements < 9 )
| M7N1STVxi |  |  |  | (m/s) | ( NMembers < 7 ) .OR. ( Member(7)%NumElements < 1 )
| M7N2STVxi |  |  |  | (m/s) | ( NMembers < 7 ) .OR. ( Member(7)%NumElements < 2 )
| M7N3STVxi |  |  |  | (m/s) | ( NMembers < 7 ) .OR. ( Member(7)%NumElements < 3 )
| M7N4STVxi |  |  |  | (m/s) | ( NMembers < 7 ) .OR. ( Member(7)%NumElements < 4 )
| M7N5STVxi |  |  |  | (m/s) | ( NMembers < 7 ) .OR. ( Member(7)%NumElements < 5 )
| M7N6STVxi |  |  |  | (m/s) | ( NMembers < 7 ) .OR. ( Member(7)%NumElements < 6 )
| M7N7STVxi |  |  |  | (m/s) | ( NMembers < 7 ) .OR. ( Member(7)%NumElements < 7 )
| M7N8STVxi |  |  |  | (m/s) | ( NMembers < 7 ) .OR. ( Member(7)%NumElements < 8 )
| M7N9STVxi |  |  |  | (m/s) | ( NMembers < 7 ) .OR. ( Member(7)%NumElements < 9 )
| M8N1STVxi |  |  |  | (m/s) | ( NMembers < 8 ) .OR. ( Member(8)%NumElements < 1 )
| M8N2STVxi |  |  |  | (m/s) | ( NMembers < 8 ) .OR. ( Member(8)%NumElements < 2 )
| M8N3STVxi |  |  |  | (m/s) | ( NMembers < 8 ) .OR. ( Member(8)%NumElements < 3 )
| M8N4STVxi |  |  |  | (m/s) | ( NMembers < 8 ) .OR. ( Member(8)%NumElements < 4 )
| M8N5STVxi |  |  |  | (m/s) | ( NMembers < 8 ) .OR. ( Member(8)%NumElements < 5 )
| M8N6STVxi |  |  |  | (m/s) | ( NMembers < 8 ) .OR. ( Member(8)%NumElements < 6 )
| M8N7STVxi |  |  |  | (m/s) | ( NMembers < 8 ) .OR. ( Member(8)%NumElements < 7 )
| M8N8STVxi |  |  |  | (m/s) | ( NMembers < 8 ) .OR. ( Member(8)%NumElements < 8 )
| M8N9STVxi |  |  |  | (m/s) | ( NMembers < 8 ) .OR. ( Member(8)%NumElements < 9 )
| M9N1STVxi |  |  |  | (m/s) | ( NMembers < 9 ) .OR. ( Member(9)%NumElements < 1 )
| M9N2STVxi |  |  |  | (m/s) | ( NMembers < 9 ) .OR. ( Member(9)%NumElements < 2 )
| M9N3STVxi |  |  |  | (m/s) | ( NMembers < 9 ) .OR. ( Member(9)%NumElements < 3 )
| M9N4STVxi |  |  |  | (m/s) | ( NMembers < 9 ) .OR. ( Member(9)%NumElements < 4 )
| M9N5STVxi |  |  |  | (m/s) | ( NMembers < 9 ) .OR. ( Member(9)%NumElements < 5 )
| M9N6STVxi |  |  |  | (m/s) | ( NMembers < 9 ) .OR. ( Member(9)%NumElements < 6 )
| M9N7STVxi |  |  |  | (m/s) | ( NMembers < 9 ) .OR. ( Member(9)%NumElements < 7 )
| M9N8STVxi |  |  |  | (m/s) | ( NMembers < 9 ) .OR. ( Member(9)%NumElements < 8 )
| M9N9STVxi |  |  |  | (m/s) | ( NMembers < 9 ) .OR. ( Member(9)%NumElements < 9 )
| M1N1STVyi |  |  |  | (m/s) | ( NMembers < 1 ) .OR. ( Member(1)%NumElements < 1 )
| M1N2STVyi |  |  |  | (m/s) | ( NMembers < 1 ) .OR. ( Member(1)%NumElements < 2 )
| M1N3STVyi |  |  |  | (m/s) | ( NMembers < 1 ) .OR. ( Member(1)%NumElements < 3 )
| M1N4STVyi |  |  |  | (m/s) | ( NMembers < 1 ) .OR. ( Member(1)%NumElements < 4 )
| M1N5STVyi |  |  |  | (m/s) | ( NMembers < 1 ) .OR. ( Member(1)%NumElements < 5 )
| M1N6STVyi |  |  |  | (m/s) | ( NMembers < 1 ) .OR. ( Member(1)%NumElements < 6 )
| M1N7STVyi |  |  |  | (m/s) | ( NMembers < 1 ) .OR. ( Member(1)%NumElements < 7 )
| M1N8STVyi |  |  |  | (m/s) | ( NMembers < 1 ) .OR. ( Member(1)%NumElements < 8 )
| M1N9STVyi |  |  |  | (m/s) | ( NMembers < 1 ) .OR. ( Member(1)%NumElements < 9 )
| M2N1STVyi |  |  |  | (m/s) | ( NMembers < 2 ) .OR. ( Member(2)%NumElements < 1 )
| M2N2STVyi |  |  |  | (m/s) | ( NMembers < 2 ) .OR. ( Member(2)%NumElements < 2 )
| M2N3STVyi |  |  |  | (m/s) | ( NMembers < 2 ) .OR. ( Member(2)%NumElements < 3 )
| M2N4STVyi |  |  |  | (m/s) | ( NMembers < 2 ) .OR. ( Member(2)%NumElements < 4 )
| M2N5STVyi |  |  |  | (m/s) | ( NMembers < 2 ) .OR. ( Member(2)%NumElements < 5 )
| M2N6STVyi |  |  |  | (m/s) | ( NMembers < 2 ) .OR. ( Member(2)%NumElements < 6 )
| M2N7STVyi |  |  |  | (m/s) | ( NMembers < 2 ) .OR. ( Member(2)%NumElements < 7 )
| M2N8STVyi |  |  |  | (m/s) | ( NMembers < 2 ) .OR. ( Member(2)%NumElements < 8 )
| M2N9STVyi |  |  |  | (m/s) | ( NMembers < 2 ) .OR. ( Member(2)%NumElements < 9 )
| M3N1STVyi |  |  |  | (m/s) | ( NMembers < 3 ) .OR. ( Member(3)%NumElements < 1 )
| M3N2STVyi |  |  |  | (m/s) | ( NMembers < 3 ) .OR. ( Member(3)%NumElements < 2 )
| M3N3STVyi |  |  |  | (m/s) | ( NMembers < 3 ) .OR. ( Member(3)%NumElements < 3 )
| M3N4STVyi |  |  |  | (m/s) | ( NMembers < 3 ) .OR. ( Member(3)%NumElements < 4 )
| M3N5STVyi |  |  |  | (m/s) | ( NMembers < 3 ) .OR. ( Member(3)%NumElements < 5 )
| M3N6STVyi |  |  |  | (m/s) | ( NMembers < 3 ) .OR. ( Member(3)%NumElements < 6 )
| M3N7STVyi |  |  |  | (m/s) | ( NMembers < 3 ) .OR. ( Member(3)%NumElements < 7 )
| M3N8STVyi |  |  |  | (m/s) | ( NMembers < 3 ) .OR. ( Member(3)%NumElements < 8 )
| M3N9STVyi |  |  |  | (m/s) | ( NMembers < 3 ) .OR. ( Member(3)%NumElements < 9 )
| M4N1STVyi |  |  |  | (m/s) | ( NMembers < 4 ) .OR. ( Member(4)%NumElements < 1 )
| M4N2STVyi |  |  |  | (m/s) | ( NMembers < 4 ) .OR. ( Member(4)%NumElements < 2 )
| M4N3STVyi |  |  |  | (m/s) | ( NMembers < 4 ) .OR. ( Member(4)%NumElements < 3 )
| M4N4STVyi |  |  |  | (m/s) | ( NMembers < 4 ) .OR. ( Member(4)%NumElements < 4 )
| M4N5STVyi |  |  |  | (m/s) | ( NMembers < 4 ) .OR. ( Member(4)%NumElements < 5 )
| M4N6STVyi |  |  |  | (m/s) | ( NMembers < 4 ) .OR. ( Member(4)%NumElements < 6 )
| M4N7STVyi |  |  |  | (m/s) | ( NMembers < 4 ) .OR. ( Member(4)%NumElements < 7 )
| M4N8STVyi |  |  |  | (m/s) | ( NMembers < 4 ) .OR. ( Member(4)%NumElements < 8 )
| M4N9STVyi |  |  |  | (m/s) | ( NMembers < 4 ) .OR. ( Member(4)%NumElements < 9 )
| M5N1STVyi |  |  |  | (m/s) | ( NMembers < 5 ) .OR. ( Member(5)%NumElements < 1 )
| M5N2STVyi |  |  |  | (m/s) | ( NMembers < 5 ) .OR. ( Member(5)%NumElements < 2 )
| M5N3STVyi |  |  |  | (m/s) | ( NMembers < 5 ) .OR. ( Member(5)%NumElements < 3 )
| M5N4STVyi |  |  |  | (m/s) | ( NMembers < 5 ) .OR. ( Member(5)%NumElements < 4 )
| M5N5STVyi |  |  |  | (m/s) | ( NMembers < 5 ) .OR. ( Member(5)%NumElements < 5 )
| M5N6STVyi |  |  |  | (m/s) | ( NMembers < 5 ) .OR. ( Member(5)%NumElements < 6 )
| M5N7STVyi |  |  |  | (m/s) | ( NMembers < 5 ) .OR. ( Member(5)%NumElements < 7 )
| M5N8STVyi |  |  |  | (m/s) | ( NMembers < 5 ) .OR. ( Member(5)%NumElements < 8 )
| M5N9STVyi |  |  |  | (m/s) | ( NMembers < 5 ) .OR. ( Member(5)%NumElements < 9 )
| M6N1STVyi |  |  |  | (m/s) | ( NMembers < 6 ) .OR. ( Member(6)%NumElements < 1 )
| M6N2STVyi |  |  |  | (m/s) | ( NMembers < 6 ) .OR. ( Member(6)%NumElements < 2 )
| M6N3STVyi |  |  |  | (m/s) | ( NMembers < 6 ) .OR. ( Member(6)%NumElements < 3 )
| M6N4STVyi |  |  |  | (m/s) | ( NMembers < 6 ) .OR. ( Member(6)%NumElements < 4 )
| M6N5STVyi |  |  |  | (m/s) | ( NMembers < 6 ) .OR. ( Member(6)%NumElements < 5 )
| M6N6STVyi |  |  |  | (m/s) | ( NMembers < 6 ) .OR. ( Member(6)%NumElements < 6 )
| M6N7STVyi |  |  |  | (m/s) | ( NMembers < 6 ) .OR. ( Member(6)%NumElements < 7 )
| M6N8STVyi |  |  |  | (m/s) | ( NMembers < 6 ) .OR. ( Member(6)%NumElements < 8 )
| M6N9STVyi |  |  |  | (m/s) | ( NMembers < 6 ) .OR. ( Member(6)%NumElements < 9 )
| M7N1STVyi |  |  |  | (m/s) | ( NMembers < 7 ) .OR. ( Member(7)%NumElements < 1 )
| M7N2STVyi |  |  |  | (m/s) | ( NMembers < 7 ) .OR. ( Member(7)%NumElements < 2 )
| M7N3STVyi |  |  |  | (m/s) | ( NMembers < 7 ) .OR. ( Member(7)%NumElements < 3 )
| M7N4STVyi |  |  |  | (m/s) | ( NMembers < 7 ) .OR. ( Member(7)%NumElements < 4 )
| M7N5STVyi |  |  |  | (m/s) | ( NMembers < 7 ) .OR. ( Member(7)%NumElements < 5 )
| M7N6STVyi |  |  |  | (m/s) | ( NMembers < 7 ) .OR. ( Member(7)%NumElements < 6 )
| M7N7STVyi |  |  |  | (m/s) | ( NMembers < 7 ) .OR. ( Member(7)%NumElements < 7 )
| M7N8STVyi |  |  |  | (m/s) | ( NMembers < 7 ) .OR. ( Member(7)%NumElements < 8 )
| M7N9STVyi |  |  |  | (m/s) | ( NMembers < 7 ) .OR. ( Member(7)%NumElements < 9 )
| M8N1STVyi |  |  |  | (m/s) | ( NMembers < 8 ) .OR. ( Member(8)%NumElements < 1 )
| M8N2STVyi |  |  |  | (m/s) | ( NMembers < 8 ) .OR. ( Member(8)%NumElements < 2 )
| M8N3STVyi |  |  |  | (m/s) | ( NMembers < 8 ) .OR. ( Member(8)%NumElements < 3 )
| M8N4STVyi |  |  |  | (m/s) | ( NMembers < 8 ) .OR. ( Member(8)%NumElements < 4 )
| M8N5STVyi |  |  |  | (m/s) | ( NMembers < 8 ) .OR. ( Member(8)%NumElements < 5 )
| M8N6STVyi |  |  |  | (m/s) | ( NMembers < 8 ) .OR. ( Member(8)%NumElements < 6 )
| M8N7STVyi |  |  |  | (m/s) | ( NMembers < 8 ) .OR. ( Member(8)%NumElements < 7 )
| M8N8STVyi |  |  |  | (m/s) | ( NMembers < 8 ) .OR. ( Member(8)%NumElements < 8 )
| M8N9STVyi |  |  |  | (m/s) | ( NMembers < 8 ) .OR. ( Member(8)%NumElements < 9 )
| M9N1STVyi |  |  |  | (m/s) | ( NMembers < 9 ) .OR. ( Member(9)%NumElements < 1 )
| M9N2STVyi |  |  |  | (m/s) | ( NMembers < 9 ) .OR. ( Member(9)%NumElements < 2 )
| M9N3STVyi |  |  |  | (m/s) | ( NMembers < 9 ) .OR. ( Member(9)%NumElements < 3 )
| M9N4STVyi |  |  |  | (m/s) | ( NMembers < 9 ) .OR. ( Member(9)%NumElements < 4 )
| M9N5STVyi |  |  |  | (m/s) | ( NMembers < 9 ) .OR. ( Member(9)%NumElements < 5 )
| M9N6STVyi |  |  |  | (m/s) | ( NMembers < 9 ) .OR. ( Member(9)%NumElements < 6 )
| M9N7STVyi |  |  |  | (m/s) | ( NMembers < 9 ) .OR. ( Member(9)%NumElements < 7 )
| M9N8STVyi |  |  |  | (m/s) | ( NMembers < 9 ) .OR. ( Member(9)%NumElements < 8 )
| M9N9STVyi |  |  |  | (m/s) | ( NMembers < 9 ) .OR. ( Member(9)%NumElements < 9 )
| M1N1STVzi |  |  |  | (m/s) | ( NMembers < 1 ) .OR. ( Member(1)%NumElements < 1 )
| M1N2STVzi |  |  |  | (m/s) | ( NMembers < 1 ) .OR. ( Member(1)%NumElements < 2 )
| M1N3STVzi |  |  |  | (m/s) | ( NMembers < 1 ) .OR. ( Member(1)%NumElements < 3 )
| M1N4STVzi |  |  |  | (m/s) | ( NMembers < 1 ) .OR. ( Member(1)%NumElements < 4 )
| M1N5STVzi |  |  |  | (m/s) | ( NMembers < 1 ) .OR. ( Member(1)%NumElements < 5 )
| M1N6STVzi |  |  |  | (m/s) | ( NMembers < 1 ) .OR. ( Member(1)%NumElements < 6 )
| M1N7STVzi |  |  |  | (m/s) | ( NMembers < 1 ) .OR. ( Member(1)%NumElements < 7 )
| M1N8STVzi |  |  |  | (m/s) | ( NMembers < 1 ) .OR. ( Member(1)%NumElements < 8 )
| M1N9STVzi |  |  |  | (m/s) | ( NMembers < 1 ) .OR. ( Member(1)%NumElements < 9 )
| M2N1STVzi |  |  |  | (m/s) | ( NMembers < 2 ) .OR. ( Member(2)%NumElements < 1 )
| M2N2STVzi |  |  |  | (m/s) | ( NMembers < 2 ) .OR. ( Member(2)%NumElements < 2 )
| M2N3STVzi |  |  |  | (m/s) | ( NMembers < 2 ) .OR. ( Member(2)%NumElements < 3 )
| M2N4STVzi |  |  |  | (m/s) | ( NMembers < 2 ) .OR. ( Member(2)%NumElements < 4 )
| M2N5STVzi |  |  |  | (m/s) | ( NMembers < 2 ) .OR. ( Member(2)%NumElements < 5 )
| M2N6STVzi |  |  |  | (m/s) | ( NMembers < 2 ) .OR. ( Member(2)%NumElements < 6 )
| M2N7STVzi |  |  |  | (m/s) | ( NMembers < 2 ) .OR. ( Member(2)%NumElements < 7 )
| M2N8STVzi |  |  |  | (m/s) | ( NMembers < 2 ) .OR. ( Member(2)%NumElements < 8 )
| M2N9STVzi |  |  |  | (m/s) | ( NMembers < 2 ) .OR. ( Member(2)%NumElements < 9 )
| M3N1STVzi |  |  |  | (m/s) | ( NMembers < 3 ) .OR. ( Member(3)%NumElements < 1 )
| M3N2STVzi |  |  |  | (m/s) | ( NMembers < 3 ) .OR. ( Member(3)%NumElements < 2 )
| M3N3STVzi |  |  |  | (m/s) | ( NMembers < 3 ) .OR. ( Member(3)%NumElements < 3 )
| M3N4STVzi |  |  |  | (m/s) | ( NMembers < 3 ) .OR. ( Member(3)%NumElements < 4 )
| M3N5STVzi |  |  |  | (m/s) | ( NMembers < 3 ) .OR. ( Member(3)%NumElements < 5 )
| M3N6STVzi |  |  |  | (m/s) | ( NMembers < 3 ) .OR. ( Member(3)%NumElements < 6 )
| M3N7STVzi |  |  |  | (m/s) | ( NMembers < 3 ) .OR. ( Member(3)%NumElements < 7 )
| M3N8STVzi |  |  |  | (m/s) | ( NMembers < 3 ) .OR. ( Member(3)%NumElements < 8 )
| M3N9STVzi |  |  |  | (m/s) | ( NMembers < 3 ) .OR. ( Member(3)%NumElements < 9 )
| M4N1STVzi |  |  |  | (m/s) | ( NMembers < 4 ) .OR. ( Member(4)%NumElements < 1 )
| M4N2STVzi |  |  |  | (m/s) | ( NMembers < 4 ) .OR. ( Member(4)%NumElements < 2 )
| M4N3STVzi |  |  |  | (m/s) | ( NMembers < 4 ) .OR. ( Member(4)%NumElements < 3 )
| M4N4STVzi |  |  |  | (m/s) | ( NMembers < 4 ) .OR. ( Member(4)%NumElements < 4 )
| M4N5STVzi |  |  |  | (m/s) | ( NMembers < 4 ) .OR. ( Member(4)%NumElements < 5 )
| M4N6STVzi |  |  |  | (m/s) | ( NMembers < 4 ) .OR. ( Member(4)%NumElements < 6 )
| M4N7STVzi |  |  |  | (m/s) | ( NMembers < 4 ) .OR. ( Member(4)%NumElements < 7 )
| M4N8STVzi |  |  |  | (m/s) | ( NMembers < 4 ) .OR. ( Member(4)%NumElements < 8 )
| M4N9STVzi |  |  |  | (m/s) | ( NMembers < 4 ) .OR. ( Member(4)%NumElements < 9 )
| M5N1STVzi |  |  |  | (m/s) | ( NMembers < 5 ) .OR. ( Member(5)%NumElements < 1 )
| M5N2STVzi |  |  |  | (m/s) | ( NMembers < 5 ) .OR. ( Member(5)%NumElements < 2 )
| M5N3STVzi |  |  |  | (m/s) | ( NMembers < 5 ) .OR. ( Member(5)%NumElements < 3 )
| M5N4STVzi |  |  |  | (m/s) | ( NMembers < 5 ) .OR. ( Member(5)%NumElements < 4 )
| M5N5STVzi |  |  |  | (m/s) | ( NMembers < 5 ) .OR. ( Member(5)%NumElements < 5 )
| M5N6STVzi |  |  |  | (m/s) | ( NMembers < 5 ) .OR. ( Member(5)%NumElements < 6 )
| M5N7STVzi |  |  |  | (m/s) | ( NMembers < 5 ) .OR. ( Member(5)%NumElements < 7 )
| M5N8STVzi |  |  |  | (m/s) | ( NMembers < 5 ) .OR. ( Member(5)%NumElements < 8 )
| M5N9STVzi |  |  |  | (m/s) | ( NMembers < 5 ) .OR. ( Member(5)%NumElements < 9 )
| M6N1STVzi |  |  |  | (m/s) | ( NMembers < 6 ) .OR. ( Member(6)%NumElements < 1 )
| M6N2STVzi |  |  |  | (m/s) | ( NMembers < 6 ) .OR. ( Member(6)%NumElements < 2 )
| M6N3STVzi |  |  |  | (m/s) | ( NMembers < 6 ) .OR. ( Member(6)%NumElements < 3 )
| M6N4STVzi |  |  |  | (m/s) | ( NMembers < 6 ) .OR. ( Member(6)%NumElements < 4 )
| M6N5STVzi |  |  |  | (m/s) | ( NMembers < 6 ) .OR. ( Member(6)%NumElements < 5 )
| M6N6STVzi |  |  |  | (m/s) | ( NMembers < 6 ) .OR. ( Member(6)%NumElements < 6 )
| M6N7STVzi |  |  |  | (m/s) | ( NMembers < 6 ) .OR. ( Member(6)%NumElements < 7 )
| M6N8STVzi |  |  |  | (m/s) | ( NMembers < 6 ) .OR. ( Member(6)%NumElements < 8 )
| M6N9STVzi |  |  |  | (m/s) | ( NMembers < 6 ) .OR. ( Member(6)%NumElements < 9 )
| M7N1STVzi |  |  |  | (m/s) | ( NMembers < 7 ) .OR. ( Member(7)%NumElements < 1 )
| M7N2STVzi |  |  |  | (m/s) | ( NMembers < 7 ) .OR. ( Member(7)%NumElements < 2 )
| M7N3STVzi |  |  |  | (m/s) | ( NMembers < 7 ) .OR. ( Member(7)%NumElements < 3 )
| M7N4STVzi |  |  |  | (m/s) | ( NMembers < 7 ) .OR. ( Member(7)%NumElements < 4 )
| M7N5STVzi |  |  |  | (m/s) | ( NMembers < 7 ) .OR. ( Member(7)%NumElements < 5 )
| M7N6STVzi |  |  |  | (m/s) | ( NMembers < 7 ) .OR. ( Member(7)%NumElements < 6 )
| M7N7STVzi |  |  |  | (m/s) | ( NMembers < 7 ) .OR. ( Member(7)%NumElements < 7 )
| M7N8STVzi |  |  |  | (m/s) | ( NMembers < 7 ) .OR. ( Member(7)%NumElements < 8 )
| M7N9STVzi |  |  |  | (m/s) | ( NMembers < 7 ) .OR. ( Member(7)%NumElements < 9 )
| M8N1STVzi |  |  |  | (m/s) | ( NMembers < 8 ) .OR. ( Member(8)%NumElements < 1 )
| M8N2STVzi |  |  |  | (m/s) | ( NMembers < 8 ) .OR. ( Member(8)%NumElements < 2 )
| M8N3STVzi |  |  |  | (m/s) | ( NMembers < 8 ) .OR. ( Member(8)%NumElements < 3 )
| M8N4STVzi |  |  |  | (m/s) | ( NMembers < 8 ) .OR. ( Member(8)%NumElements < 4 )
| M8N5STVzi |  |  |  | (m/s) | ( NMembers < 8 ) .OR. ( Member(8)%NumElements < 5 )
| M8N6STVzi |  |  |  | (m/s) | ( NMembers < 8 ) .OR. ( Member(8)%NumElements < 6 )
| M8N7STVzi |  |  |  | (m/s) | ( NMembers < 8 ) .OR. ( Member(8)%NumElements < 7 )
| M8N8STVzi |  |  |  | (m/s) | ( NMembers < 8 ) .OR. ( Member(8)%NumElements < 8 )
| M8N9STVzi |  |  |  | (m/s) | ( NMembers < 8 ) .OR. ( Member(8)%NumElements < 9 )
| M9N1STVzi |  |  |  | (m/s) | ( NMembers < 9 ) .OR. ( Member(9)%NumElements < 1 )
| M9N2STVzi |  |  |  | (m/s) | ( NMembers < 9 ) .OR. ( Member(9)%NumElements < 2 )
| M9N3STVzi |  |  |  | (m/s) | ( NMembers < 9 ) .OR. ( Member(9)%NumElements < 3 )
| M9N4STVzi |  |  |  | (m/s) | ( NMembers < 9 ) .OR. ( Member(9)%NumElements < 4 )
| M9N5STVzi |  |  |  | (m/s) | ( NMembers < 9 ) .OR. ( Member(9)%NumElements < 5 )
| M9N6STVzi |  |  |  | (m/s) | ( NMembers < 9 ) .OR. ( Member(9)%NumElements < 6 )
| M9N7STVzi |  |  |  | (m/s) | ( NMembers < 9 ) .OR. ( Member(9)%NumElements < 7 )
| M9N8STVzi |  |  |  | (m/s) | ( NMembers < 9 ) .OR. ( Member(9)%NumElements < 8 )
| M9N9STVzi |  |  |  | (m/s) | ( NMembers < 9 ) .OR. ( Member(9)%NumElements < 9 )
| M1N1STAxi |  | structure translational Acceleration |  | (m/s^2) | ( NMembers < 1 ) .OR. ( Member(1)%NumElements < 1 )
| M1N2STAxi |  |  |  | (m/s^2) | ( NMembers < 1 ) .OR. ( Member(1)%NumElements < 2 )
| M1N3STAxi |  |  |  | (m/s^2) | ( NMembers < 1 ) .OR. ( Member(1)%NumElements < 3 )
| M1N4STAxi |  |  |  | (m/s^2) | ( NMembers < 1 ) .OR. ( Member(1)%NumElements < 4 )
| M1N5STAxi |  |  |  | (m/s^2) | ( NMembers < 1 ) .OR. ( Member(1)%NumElements < 5 )
| M1N6STAxi |  |  |  | (m/s^2) | ( NMembers < 1 ) .OR. ( Member(1)%NumElements < 6 )
| M1N7STAxi |  |  |  | (m/s^2) | ( NMembers < 1 ) .OR. ( Member(1)%NumElements < 7 )
| M1N8STAxi |  |  |  | (m/s^2) | ( NMembers < 1 ) .OR. ( Member(1)%NumElements < 8 )
| M1N9STAxi |  |  |  | (m/s^2) | ( NMembers < 1 ) .OR. ( Member(1)%NumElements < 9 )
| M2N1STAxi |  |  |  | (m/s^2) | ( NMembers < 2 ) .OR. ( Member(2)%NumElements < 1 )
| M2N2STAxi |  |  |  | (m/s^2) | ( NMembers < 2 ) .OR. ( Member(2)%NumElements < 2 )
| M2N3STAxi |  |  |  | (m/s^2) | ( NMembers < 2 ) .OR. ( Member(2)%NumElements < 3 )
| M2N4STAxi |  |  |  | (m/s^2) | ( NMembers < 2 ) .OR. ( Member(2)%NumElements < 4 )
| M2N5STAxi |  |  |  | (m/s^2) | ( NMembers < 2 ) .OR. ( Member(2)%NumElements < 5 )
| M2N6STAxi |  |  |  | (m/s^2) | ( NMembers < 2 ) .OR. ( Member(2)%NumElements < 6 )
| M2N7STAxi |  |  |  | (m/s^2) | ( NMembers < 2 ) .OR. ( Member(2)%NumElements < 7 )
| M2N8STAxi |  |  |  | (m/s^2) | ( NMembers < 2 ) .OR. ( Member(2)%NumElements < 8 )
| M2N9STAxi |  |  |  | (m/s^2) | ( NMembers < 2 ) .OR. ( Member(2)%NumElements < 9 )
| M3N1STAxi |  |  |  | (m/s^2) | ( NMembers < 3 ) .OR. ( Member(3)%NumElements < 1 )
| M3N2STAxi |  |  |  | (m/s^2) | ( NMembers < 3 ) .OR. ( Member(3)%NumElements < 2 )
| M3N3STAxi |  |  |  | (m/s^2) | ( NMembers < 3 ) .OR. ( Member(3)%NumElements < 3 )
| M3N4STAxi |  |  |  | (m/s^2) | ( NMembers < 3 ) .OR. ( Member(3)%NumElements < 4 )
| M3N5STAxi |  |  |  | (m/s^2) | ( NMembers < 3 ) .OR. ( Member(3)%NumElements < 5 )
| M3N6STAxi |  |  |  | (m/s^2) | ( NMembers < 3 ) .OR. ( Member(3)%NumElements < 6 )
| M3N7STAxi |  |  |  | (m/s^2) | ( NMembers < 3 ) .OR. ( Member(3)%NumElements < 7 )
| M3N8STAxi |  |  |  | (m/s^2) | ( NMembers < 3 ) .OR. ( Member(3)%NumElements < 8 )
| M3N9STAxi |  |  |  | (m/s^2) | ( NMembers < 3 ) .OR. ( Member(3)%NumElements < 9 )
| M4N1STAxi |  |  |  | (m/s^2) | ( NMembers < 4 ) .OR. ( Member(4)%NumElements < 1 )
| M4N2STAxi |  |  |  | (m/s^2) | ( NMembers < 4 ) .OR. ( Member(4)%NumElements < 2 )
| M4N3STAxi |  |  |  | (m/s^2) | ( NMembers < 4 ) .OR. ( Member(4)%NumElements < 3 )
| M4N4STAxi |  |  |  | (m/s^2) | ( NMembers < 4 ) .OR. ( Member(4)%NumElements < 4 )
| M4N5STAxi |  |  |  | (m/s^2) | ( NMembers < 4 ) .OR. ( Member(4)%NumElements < 5 )
| M4N6STAxi |  |  |  | (m/s^2) | ( NMembers < 4 ) .OR. ( Member(4)%NumElements < 6 )
| M4N7STAxi |  |  |  | (m/s^2) | ( NMembers < 4 ) .OR. ( Member(4)%NumElements < 7 )
| M4N8STAxi |  |  |  | (m/s^2) | ( NMembers < 4 ) .OR. ( Member(4)%NumElements < 8 )
| M4N9STAxi |  |  |  | (m/s^2) | ( NMembers < 4 ) .OR. ( Member(4)%NumElements < 9 )
| M5N1STAxi |  |  |  | (m/s^2) | ( NMembers < 5 ) .OR. ( Member(5)%NumElements < 1 )
| M5N2STAxi |  |  |  | (m/s^2) | ( NMembers < 5 ) .OR. ( Member(5)%NumElements < 2 )
| M5N3STAxi |  |  |  | (m/s^2) | ( NMembers < 5 ) .OR. ( Member(5)%NumElements < 3 )
| M5N4STAxi |  |  |  | (m/s^2) | ( NMembers < 5 ) .OR. ( Member(5)%NumElements < 4 )
| M5N5STAxi |  |  |  | (m/s^2) | ( NMembers < 5 ) .OR. ( Member(5)%NumElements < 5 )
| M5N6STAxi |  |  |  | (m/s^2) | ( NMembers < 5 ) .OR. ( Member(5)%NumElements < 6 )
| M5N7STAxi |  |  |  | (m/s^2) | ( NMembers < 5 ) .OR. ( Member(5)%NumElements < 7 )
| M5N8STAxi |  |  |  | (m/s^2) | ( NMembers < 5 ) .OR. ( Member(5)%NumElements < 8 )
| M5N9STAxi |  |  |  | (m/s^2) | ( NMembers < 5 ) .OR. ( Member(5)%NumElements < 9 )
| M6N1STAxi |  |  |  | (m/s^2) | ( NMembers < 6 ) .OR. ( Member(6)%NumElements < 1 )
| M6N2STAxi |  |  |  | (m/s^2) | ( NMembers < 6 ) .OR. ( Member(6)%NumElements < 2 )
| M6N3STAxi |  |  |  | (m/s^2) | ( NMembers < 6 ) .OR. ( Member(6)%NumElements < 3 )
| M6N4STAxi |  |  |  | (m/s^2) | ( NMembers < 6 ) .OR. ( Member(6)%NumElements < 4 )
| M6N5STAxi |  |  |  | (m/s^2) | ( NMembers < 6 ) .OR. ( Member(6)%NumElements < 5 )
| M6N6STAxi |  |  |  | (m/s^2) | ( NMembers < 6 ) .OR. ( Member(6)%NumElements < 6 )
| M6N7STAxi |  |  |  | (m/s^2) | ( NMembers < 6 ) .OR. ( Member(6)%NumElements < 7 )
| M6N8STAxi |  |  |  | (m/s^2) | ( NMembers < 6 ) .OR. ( Member(6)%NumElements < 8 )
| M6N9STAxi |  |  |  | (m/s^2) | ( NMembers < 6 ) .OR. ( Member(6)%NumElements < 9 )
| M7N1STAxi |  |  |  | (m/s^2) | ( NMembers < 7 ) .OR. ( Member(7)%NumElements < 1 )
| M7N2STAxi |  |  |  | (m/s^2) | ( NMembers < 7 ) .OR. ( Member(7)%NumElements < 2 )
| M7N3STAxi |  |  |  | (m/s^2) | ( NMembers < 7 ) .OR. ( Member(7)%NumElements < 3 )
| M7N4STAxi |  |  |  | (m/s^2) | ( NMembers < 7 ) .OR. ( Member(7)%NumElements < 4 )
| M7N5STAxi |  |  |  | (m/s^2) | ( NMembers < 7 ) .OR. ( Member(7)%NumElements < 5 )
| M7N6STAxi |  |  |  | (m/s^2) | ( NMembers < 7 ) .OR. ( Member(7)%NumElements < 6 )
| M7N7STAxi |  |  |  | (m/s^2) | ( NMembers < 7 ) .OR. ( Member(7)%NumElements < 7 )
| M7N8STAxi |  |  |  | (m/s^2) | ( NMembers < 7 ) .OR. ( Member(7)%NumElements < 8 )
| M7N9STAxi |  |  |  | (m/s^2) | ( NMembers < 7 ) .OR. ( Member(7)%NumElements < 9 )
| M8N1STAxi |  |  |  | (m/s^2) | ( NMembers < 8 ) .OR. ( Member(8)%NumElements < 1 )
| M8N2STAxi |  |  |  | (m/s^2) | ( NMembers < 8 ) .OR. ( Member(8)%NumElements < 2 )
| M8N3STAxi |  |  |  | (m/s^2) | ( NMembers < 8 ) .OR. ( Member(8)%NumElements < 3 )
| M8N4STAxi |  |  |  | (m/s^2) | ( NMembers < 8 ) .OR. ( Member(8)%NumElements < 4 )
| M8N5STAxi |  |  |  | (m/s^2) | ( NMembers < 8 ) .OR. ( Member(8)%NumElements < 5 )
| M8N6STAxi |  |  |  | (m/s^2) | ( NMembers < 8 ) .OR. ( Member(8)%NumElements < 6 )
| M8N7STAxi |  |  |  | (m/s^2) | ( NMembers < 8 ) .OR. ( Member(8)%NumElements < 7 )
| M8N8STAxi |  |  |  | (m/s^2) | ( NMembers < 8 ) .OR. ( Member(8)%NumElements < 8 )
| M8N9STAxi |  |  |  | (m/s^2) | ( NMembers < 8 ) .OR. ( Member(8)%NumElements < 9 )
| M9N1STAxi |  |  |  | (m/s^2) | ( NMembers < 9 ) .OR. ( Member(9)%NumElements < 1 )
| M9N2STAxi |  |  |  | (m/s^2) | ( NMembers < 9 ) .OR. ( Member(9)%NumElements < 2 )
| M9N3STAxi |  |  |  | (m/s^2) | ( NMembers < 9 ) .OR. ( Member(9)%NumElements < 3 )
| M9N4STAxi |  |  |  | (m/s^2) | ( NMembers < 9 ) .OR. ( Member(9)%NumElements < 4 )
| M9N5STAxi |  |  |  | (m/s^2) | ( NMembers < 9 ) .OR. ( Member(9)%NumElements < 5 )
| M9N6STAxi |  |  |  | (m/s^2) | ( NMembers < 9 ) .OR. ( Member(9)%NumElements < 6 )
| M9N7STAxi |  |  |  | (m/s^2) | ( NMembers < 9 ) .OR. ( Member(9)%NumElements < 7 )
| M9N8STAxi |  |  |  | (m/s^2) | ( NMembers < 9 ) .OR. ( Member(9)%NumElements < 8 )
| M9N9STAxi |  |  |  | (m/s^2) | ( NMembers < 9 ) .OR. ( Member(9)%NumElements < 9 )
| M1N1STAyi |  |  |  | (m/s^2) | ( NMembers < 1 ) .OR. ( Member(1)%NumElements < 1 )
| M1N2STAyi |  |  |  | (m/s^2) | ( NMembers < 1 ) .OR. ( Member(1)%NumElements < 2 )
| M1N3STAyi |  |  |  | (m/s^2) | ( NMembers < 1 ) .OR. ( Member(1)%NumElements < 3 )
| M1N4STAyi |  |  |  | (m/s^2) | ( NMembers < 1 ) .OR. ( Member(1)%NumElements < 4 )
| M1N5STAyi |  |  |  | (m/s^2) | ( NMembers < 1 ) .OR. ( Member(1)%NumElements < 5 )
| M1N6STAyi |  |  |  | (m/s^2) | ( NMembers < 1 ) .OR. ( Member(1)%NumElements < 6 )
| M1N7STAyi |  |  |  | (m/s^2) | ( NMembers < 1 ) .OR. ( Member(1)%NumElements < 7 )
| M1N8STAyi |  |  |  | (m/s^2) | ( NMembers < 1 ) .OR. ( Member(1)%NumElements < 8 )
| M1N9STAyi |  |  |  | (m/s^2) | ( NMembers < 1 ) .OR. ( Member(1)%NumElements < 9 )
| M2N1STAyi |  |  |  | (m/s^2) | ( NMembers < 2 ) .OR. ( Member(2)%NumElements < 1 )
| M2N2STAyi |  |  |  | (m/s^2) | ( NMembers < 2 ) .OR. ( Member(2)%NumElements < 2 )
| M2N3STAyi |  |  |  | (m/s^2) | ( NMembers < 2 ) .OR. ( Member(2)%NumElements < 3 )
| M2N4STAyi |  |  |  | (m/s^2) | ( NMembers < 2 ) .OR. ( Member(2)%NumElements < 4 )
| M2N5STAyi |  |  |  | (m/s^2) | ( NMembers < 2 ) .OR. ( Member(2)%NumElements < 5 )
| M2N6STAyi |  |  |  | (m/s^2) | ( NMembers < 2 ) .OR. ( Member(2)%NumElements < 6 )
| M2N7STAyi |  |  |  | (m/s^2) | ( NMembers < 2 ) .OR. ( Member(2)%NumElements < 7 )
| M2N8STAyi |  |  |  | (m/s^2) | ( NMembers < 2 ) .OR. ( Member(2)%NumElements < 8 )
| M2N9STAyi |  |  |  | (m/s^2) | ( NMembers < 2 ) .OR. ( Member(2)%NumElements < 9 )
| M3N1STAyi |  |  |  | (m/s^2) | ( NMembers < 3 ) .OR. ( Member(3)%NumElements < 1 )
| M3N2STAyi |  |  |  | (m/s^2) | ( NMembers < 3 ) .OR. ( Member(3)%NumElements < 2 )
| M3N3STAyi |  |  |  | (m/s^2) | ( NMembers < 3 ) .OR. ( Member(3)%NumElements < 3 )
| M3N4STAyi |  |  |  | (m/s^2) | ( NMembers < 3 ) .OR. ( Member(3)%NumElements < 4 )
| M3N5STAyi |  |  |  | (m/s^2) | ( NMembers < 3 ) .OR. ( Member(3)%NumElements < 5 )
| M3N6STAyi |  |  |  | (m/s^2) | ( NMembers < 3 ) .OR. ( Member(3)%NumElements < 6 )
| M3N7STAyi |  |  |  | (m/s^2) | ( NMembers < 3 ) .OR. ( Member(3)%NumElements < 7 )
| M3N8STAyi |  |  |  | (m/s^2) | ( NMembers < 3 ) .OR. ( Member(3)%NumElements < 8 )
| M3N9STAyi |  |  |  | (m/s^2) | ( NMembers < 3 ) .OR. ( Member(3)%NumElements < 9 )
| M4N1STAyi |  |  |  | (m/s^2) | ( NMembers < 4 ) .OR. ( Member(4)%NumElements < 1 )
| M4N2STAyi |  |  |  | (m/s^2) | ( NMembers < 4 ) .OR. ( Member(4)%NumElements < 2 )
| M4N3STAyi |  |  |  | (m/s^2) | ( NMembers < 4 ) .OR. ( Member(4)%NumElements < 3 )
| M4N4STAyi |  |  |  | (m/s^2) | ( NMembers < 4 ) .OR. ( Member(4)%NumElements < 4 )
| M4N5STAyi |  |  |  | (m/s^2) | ( NMembers < 4 ) .OR. ( Member(4)%NumElements < 5 )
| M4N6STAyi |  |  |  | (m/s^2) | ( NMembers < 4 ) .OR. ( Member(4)%NumElements < 6 )
| M4N7STAyi |  |  |  | (m/s^2) | ( NMembers < 4 ) .OR. ( Member(4)%NumElements < 7 )
| M4N8STAyi |  |  |  | (m/s^2) | ( NMembers < 4 ) .OR. ( Member(4)%NumElements < 8 )
| M4N9STAyi |  |  |  | (m/s^2) | ( NMembers < 4 ) .OR. ( Member(4)%NumElements < 9 )
| M5N1STAyi |  |  |  | (m/s^2) | ( NMembers < 5 ) .OR. ( Member(5)%NumElements < 1 )
| M5N2STAyi |  |  |  | (m/s^2) | ( NMembers < 5 ) .OR. ( Member(5)%NumElements < 2 )
| M5N3STAyi |  |  |  | (m/s^2) | ( NMembers < 5 ) .OR. ( Member(5)%NumElements < 3 )
| M5N4STAyi |  |  |  | (m/s^2) | ( NMembers < 5 ) .OR. ( Member(5)%NumElements < 4 )
| M5N5STAyi |  |  |  | (m/s^2) | ( NMembers < 5 ) .OR. ( Member(5)%NumElements < 5 )
| M5N6STAyi |  |  |  | (m/s^2) | ( NMembers < 5 ) .OR. ( Member(5)%NumElements < 6 )
| M5N7STAyi |  |  |  | (m/s^2) | ( NMembers < 5 ) .OR. ( Member(5)%NumElements < 7 )
| M5N8STAyi |  |  |  | (m/s^2) | ( NMembers < 5 ) .OR. ( Member(5)%NumElements < 8 )
| M5N9STAyi |  |  |  | (m/s^2) | ( NMembers < 5 ) .OR. ( Member(5)%NumElements < 9 )
| M6N1STAyi |  |  |  | (m/s^2) | ( NMembers < 6 ) .OR. ( Member(6)%NumElements < 1 )
| M6N2STAyi |  |  |  | (m/s^2) | ( NMembers < 6 ) .OR. ( Member(6)%NumElements < 2 )
| M6N3STAyi |  |  |  | (m/s^2) | ( NMembers < 6 ) .OR. ( Member(6)%NumElements < 3 )
| M6N4STAyi |  |  |  | (m/s^2) | ( NMembers < 6 ) .OR. ( Member(6)%NumElements < 4 )
| M6N5STAyi |  |  |  | (m/s^2) | ( NMembers < 6 ) .OR. ( Member(6)%NumElements < 5 )
| M6N6STAyi |  |  |  | (m/s^2) | ( NMembers < 6 ) .OR. ( Member(6)%NumElements < 6 )
| M6N7STAyi |  |  |  | (m/s^2) | ( NMembers < 6 ) .OR. ( Member(6)%NumElements < 7 )
| M6N8STAyi |  |  |  | (m/s^2) | ( NMembers < 6 ) .OR. ( Member(6)%NumElements < 8 )
| M6N9STAyi |  |  |  | (m/s^2) | ( NMembers < 6 ) .OR. ( Member(6)%NumElements < 9 )
| M7N1STAyi |  |  |  | (m/s^2) | ( NMembers < 7 ) .OR. ( Member(7)%NumElements < 1 )
| M7N2STAyi |  |  |  | (m/s^2) | ( NMembers < 7 ) .OR. ( Member(7)%NumElements < 2 )
| M7N3STAyi |  |  |  | (m/s^2) | ( NMembers < 7 ) .OR. ( Member(7)%NumElements < 3 )
| M7N4STAyi |  |  |  | (m/s^2) | ( NMembers < 7 ) .OR. ( Member(7)%NumElements < 4 )
| M7N5STAyi |  |  |  | (m/s^2) | ( NMembers < 7 ) .OR. ( Member(7)%NumElements < 5 )
| M7N6STAyi |  |  |  | (m/s^2) | ( NMembers < 7 ) .OR. ( Member(7)%NumElements < 6 )
| M7N7STAyi |  |  |  | (m/s^2) | ( NMembers < 7 ) .OR. ( Member(7)%NumElements < 7 )
| M7N8STAyi |  |  |  | (m/s^2) | ( NMembers < 7 ) .OR. ( Member(7)%NumElements < 8 )
| M7N9STAyi |  |  |  | (m/s^2) | ( NMembers < 7 ) .OR. ( Member(7)%NumElements < 9 )
| M8N1STAyi |  |  |  | (m/s^2) | ( NMembers < 8 ) .OR. ( Member(8)%NumElements < 1 )
| M8N2STAyi |  |  |  | (m/s^2) | ( NMembers < 8 ) .OR. ( Member(8)%NumElements < 2 )
| M8N3STAyi |  |  |  | (m/s^2) | ( NMembers < 8 ) .OR. ( Member(8)%NumElements < 3 )
| M8N4STAyi |  |  |  | (m/s^2) | ( NMembers < 8 ) .OR. ( Member(8)%NumElements < 4 )
| M8N5STAyi |  |  |  | (m/s^2) | ( NMembers < 8 ) .OR. ( Member(8)%NumElements < 5 )
| M8N6STAyi |  |  |  | (m/s^2) | ( NMembers < 8 ) .OR. ( Member(8)%NumElements < 6 )
| M8N7STAyi |  |  |  | (m/s^2) | ( NMembers < 8 ) .OR. ( Member(8)%NumElements < 7 )
| M8N8STAyi |  |  |  | (m/s^2) | ( NMembers < 8 ) .OR. ( Member(8)%NumElements < 8 )
| M8N9STAyi |  |  |  | (m/s^2) | ( NMembers < 8 ) .OR. ( Member(8)%NumElements < 9 )
| M9N1STAyi |  |  |  | (m/s^2) | ( NMembers < 9 ) .OR. ( Member(9)%NumElements < 1 )
| M9N2STAyi |  |  |  | (m/s^2) | ( NMembers < 9 ) .OR. ( Member(9)%NumElements < 2 )
| M9N3STAyi |  |  |  | (m/s^2) | ( NMembers < 9 ) .OR. ( Member(9)%NumElements < 3 )
| M9N4STAyi |  |  |  | (m/s^2) | ( NMembers < 9 ) .OR. ( Member(9)%NumElements < 4 )
| M9N5STAyi |  |  |  | (m/s^2) | ( NMembers < 9 ) .OR. ( Member(9)%NumElements < 5 )
| M9N6STAyi |  |  |  | (m/s^2) | ( NMembers < 9 ) .OR. ( Member(9)%NumElements < 6 )
| M9N7STAyi |  |  |  | (m/s^2) | ( NMembers < 9 ) .OR. ( Member(9)%NumElements < 7 )
| M9N8STAyi |  |  |  | (m/s^2) | ( NMembers < 9 ) .OR. ( Member(9)%NumElements < 8 )
| M9N9STAyi |  |  |  | (m/s^2) | ( NMembers < 9 ) .OR. ( Member(9)%NumElements < 9 )
| M1N1STAzi |  |  |  | (m/s^2) | ( NMembers < 1 ) .OR. ( Member(1)%NumElements < 1 )
| M1N2STAzi |  |  |  | (m/s^2) | ( NMembers < 1 ) .OR. ( Member(1)%NumElements < 2 )
| M1N3STAzi |  |  |  | (m/s^2) | ( NMembers < 1 ) .OR. ( Member(1)%NumElements < 3 )
| M1N4STAzi |  |  |  | (m/s^2) | ( NMembers < 1 ) .OR. ( Member(1)%NumElements < 4 )
| M1N5STAzi |  |  |  | (m/s^2) | ( NMembers < 1 ) .OR. ( Member(1)%NumElements < 5 )
| M1N6STAzi |  |  |  | (m/s^2) | ( NMembers < 1 ) .OR. ( Member(1)%NumElements < 6 )
| M1N7STAzi |  |  |  | (m/s^2) | ( NMembers < 1 ) .OR. ( Member(1)%NumElements < 7 )
| M1N8STAzi |  |  |  | (m/s^2) | ( NMembers < 1 ) .OR. ( Member(1)%NumElements < 8 )
| M1N9STAzi |  |  |  | (m/s^2) | ( NMembers < 1 ) .OR. ( Member(1)%NumElements < 9 )
| M2N1STAzi |  |  |  | (m/s^2) | ( NMembers < 2 ) .OR. ( Member(2)%NumElements < 1 )
| M2N2STAzi |  |  |  | (m/s^2) | ( NMembers < 2 ) .OR. ( Member(2)%NumElements < 2 )
| M2N3STAzi |  |  |  | (m/s^2) | ( NMembers < 2 ) .OR. ( Member(2)%NumElements < 3 )
| M2N4STAzi |  |  |  | (m/s^2) | ( NMembers < 2 ) .OR. ( Member(2)%NumElements < 4 )
| M2N5STAzi |  |  |  | (m/s^2) | ( NMembers < 2 ) .OR. ( Member(2)%NumElements < 5 )
| M2N6STAzi |  |  |  | (m/s^2) | ( NMembers < 2 ) .OR. ( Member(2)%NumElements < 6 )
| M2N7STAzi |  |  |  | (m/s^2) | ( NMembers < 2 ) .OR. ( Member(2)%NumElements < 7 )
| M2N8STAzi |  |  |  | (m/s^2) | ( NMembers < 2 ) .OR. ( Member(2)%NumElements < 8 )
| M2N9STAzi |  |  |  | (m/s^2) | ( NMembers < 2 ) .OR. ( Member(2)%NumElements < 9 )
| M3N1STAzi |  |  |  | (m/s^2) | ( NMembers < 3 ) .OR. ( Member(3)%NumElements < 1 )
| M3N2STAzi |  |  |  | (m/s^2) | ( NMembers < 3 ) .OR. ( Member(3)%NumElements < 2 )
| M3N3STAzi |  |  |  | (m/s^2) | ( NMembers < 3 ) .OR. ( Member(3)%NumElements < 3 )
| M3N4STAzi |  |  |  | (m/s^2) | ( NMembers < 3 ) .OR. ( Member(3)%NumElements < 4 )
| M3N5STAzi |  |  |  | (m/s^2) | ( NMembers < 3 ) .OR. ( Member(3)%NumElements < 5 )
| M3N6STAzi |  |  |  | (m/s^2) | ( NMembers < 3 ) .OR. ( Member(3)%NumElements < 6 )
| M3N7STAzi |  |  |  | (m/s^2) | ( NMembers < 3 ) .OR. ( Member(3)%NumElements < 7 )
| M3N8STAzi |  |  |  | (m/s^2) | ( NMembers < 3 ) .OR. ( Member(3)%NumElements < 8 )
| M3N9STAzi |  |  |  | (m/s^2) | ( NMembers < 3 ) .OR. ( Member(3)%NumElements < 9 )
| M4N1STAzi |  |  |  | (m/s^2) | ( NMembers < 4 ) .OR. ( Member(4)%NumElements < 1 )
| M4N2STAzi |  |  |  | (m/s^2) | ( NMembers < 4 ) .OR. ( Member(4)%NumElements < 2 )
| M4N3STAzi |  |  |  | (m/s^2) | ( NMembers < 4 ) .OR. ( Member(4)%NumElements < 3 )
| M4N4STAzi |  |  |  | (m/s^2) | ( NMembers < 4 ) .OR. ( Member(4)%NumElements < 4 )
| M4N5STAzi |  |  |  | (m/s^2) | ( NMembers < 4 ) .OR. ( Member(4)%NumElements < 5 )
| M4N6STAzi |  |  |  | (m/s^2) | ( NMembers < 4 ) .OR. ( Member(4)%NumElements < 6 )
| M4N7STAzi |  |  |  | (m/s^2) | ( NMembers < 4 ) .OR. ( Member(4)%NumElements < 7 )
| M4N8STAzi |  |  |  | (m/s^2) | ( NMembers < 4 ) .OR. ( Member(4)%NumElements < 8 )
| M4N9STAzi |  |  |  | (m/s^2) | ( NMembers < 4 ) .OR. ( Member(4)%NumElements < 9 )
| M5N1STAzi |  |  |  | (m/s^2) | ( NMembers < 5 ) .OR. ( Member(5)%NumElements < 1 )
| M5N2STAzi |  |  |  | (m/s^2) | ( NMembers < 5 ) .OR. ( Member(5)%NumElements < 2 )
| M5N3STAzi |  |  |  | (m/s^2) | ( NMembers < 5 ) .OR. ( Member(5)%NumElements < 3 )
| M5N4STAzi |  |  |  | (m/s^2) | ( NMembers < 5 ) .OR. ( Member(5)%NumElements < 4 )
| M5N5STAzi |  |  |  | (m/s^2) | ( NMembers < 5 ) .OR. ( Member(5)%NumElements < 5 )
| M5N6STAzi |  |  |  | (m/s^2) | ( NMembers < 5 ) .OR. ( Member(5)%NumElements < 6 )
| M5N7STAzi |  |  |  | (m/s^2) | ( NMembers < 5 ) .OR. ( Member(5)%NumElements < 7 )
| M5N8STAzi |  |  |  | (m/s^2) | ( NMembers < 5 ) .OR. ( Member(5)%NumElements < 8 )
| M5N9STAzi |  |  |  | (m/s^2) | ( NMembers < 5 ) .OR. ( Member(5)%NumElements < 9 )
| M6N1STAzi |  |  |  | (m/s^2) | ( NMembers < 6 ) .OR. ( Member(6)%NumElements < 1 )
| M6N2STAzi |  |  |  | (m/s^2) | ( NMembers < 6 ) .OR. ( Member(6)%NumElements < 2 )
| M6N3STAzi |  |  |  | (m/s^2) | ( NMembers < 6 ) .OR. ( Member(6)%NumElements < 3 )
| M6N4STAzi |  |  |  | (m/s^2) | ( NMembers < 6 ) .OR. ( Member(6)%NumElements < 4 )
| M6N5STAzi |  |  |  | (m/s^2) | ( NMembers < 6 ) .OR. ( Member(6)%NumElements < 5 )
| M6N6STAzi |  |  |  | (m/s^2) | ( NMembers < 6 ) .OR. ( Member(6)%NumElements < 6 )
| M6N7STAzi |  |  |  | (m/s^2) | ( NMembers < 6 ) .OR. ( Member(6)%NumElements < 7 )
| M6N8STAzi |  |  |  | (m/s^2) | ( NMembers < 6 ) .OR. ( Member(6)%NumElements < 8 )
| M6N9STAzi |  |  |  | (m/s^2) | ( NMembers < 6 ) .OR. ( Member(6)%NumElements < 9 )
| M7N1STAzi |  |  |  | (m/s^2) | ( NMembers < 7 ) .OR. ( Member(7)%NumElements < 1 )
| M7N2STAzi |  |  |  | (m/s^2) | ( NMembers < 7 ) .OR. ( Member(7)%NumElements < 2 )
| M7N3STAzi |  |  |  | (m/s^2) | ( NMembers < 7 ) .OR. ( Member(7)%NumElements < 3 )
| M7N4STAzi |  |  |  | (m/s^2) | ( NMembers < 7 ) .OR. ( Member(7)%NumElements < 4 )
| M7N5STAzi |  |  |  | (m/s^2) | ( NMembers < 7 ) .OR. ( Member(7)%NumElements < 5 )
| M7N6STAzi |  |  |  | (m/s^2) | ( NMembers < 7 ) .OR. ( Member(7)%NumElements < 6 )
| M7N7STAzi |  |  |  | (m/s^2) | ( NMembers < 7 ) .OR. ( Member(7)%NumElements < 7 )
| M7N8STAzi |  |  |  | (m/s^2) | ( NMembers < 7 ) .OR. ( Member(7)%NumElements < 8 )
| M7N9STAzi |  |  |  | (m/s^2) | ( NMembers < 7 ) .OR. ( Member(7)%NumElements < 9 )
| M8N1STAzi |  |  |  | (m/s^2) | ( NMembers < 8 ) .OR. ( Member(8)%NumElements < 1 )
| M8N2STAzi |  |  |  | (m/s^2) | ( NMembers < 8 ) .OR. ( Member(8)%NumElements < 2 )
| M8N3STAzi |  |  |  | (m/s^2) | ( NMembers < 8 ) .OR. ( Member(8)%NumElements < 3 )
| M8N4STAzi |  |  |  | (m/s^2) | ( NMembers < 8 ) .OR. ( Member(8)%NumElements < 4 )
| M8N5STAzi |  |  |  | (m/s^2) | ( NMembers < 8 ) .OR. ( Member(8)%NumElements < 5 )
| M8N6STAzi |  |  |  | (m/s^2) | ( NMembers < 8 ) .OR. ( Member(8)%NumElements < 6 )
| M8N7STAzi |  |  |  | (m/s^2) | ( NMembers < 8 ) .OR. ( Member(8)%NumElements < 7 )
| M8N8STAzi |  |  |  | (m/s^2) | ( NMembers < 8 ) .OR. ( Member(8)%NumElements < 8 )
| M8N9STAzi |  |  |  | (m/s^2) | ( NMembers < 8 ) .OR. ( Member(8)%NumElements < 9 )
| M9N1STAzi |  |  |  | (m/s^2) | ( NMembers < 9 ) .OR. ( Member(9)%NumElements < 1 )
| M9N2STAzi |  |  |  | (m/s^2) | ( NMembers < 9 ) .OR. ( Member(9)%NumElements < 2 )
| M9N3STAzi |  |  |  | (m/s^2) | ( NMembers < 9 ) .OR. ( Member(9)%NumElements < 3 )
| M9N4STAzi |  |  |  | (m/s^2) | ( NMembers < 9 ) .OR. ( Member(9)%NumElements < 4 )
| M9N5STAzi |  |  |  | (m/s^2) | ( NMembers < 9 ) .OR. ( Member(9)%NumElements < 5 )
| M9N6STAzi |  |  |  | (m/s^2) | ( NMembers < 9 ) .OR. ( Member(9)%NumElements < 6 )
| M9N7STAzi |  |  |  | (m/s^2) | ( NMembers < 9 ) .OR. ( Member(9)%NumElements < 7 )
| M9N8STAzi |  |  |  | (m/s^2) | ( NMembers < 9 ) .OR. ( Member(9)%NumElements < 8 )
| M9N9STAzi |  |  |  | (m/s^2) | ( NMembers < 9 ) .OR. ( Member(9)%NumElements < 9 )
Morison Element Loads
| M1N1FDxi |  | x-component of the distributed viscous-drag force expressed in the inertial coordinate system |  | (N/m) | ( NMembers < 1 ) .OR. ( Member(1)%NumElements < 1 )
| M1N2FDxi |  |  |  | (N/m) | ( NMembers < 1 ) .OR. ( Member(1)%NumElements < 2 )
| M1N3FDxi |  |  |  | (N/m) | ( NMembers < 1 ) .OR. ( Member(1)%NumElements < 3 )
| M1N4FDxi |  |  |  | (N/m) | ( NMembers < 1 ) .OR. ( Member(1)%NumElements < 4 )
| M1N5FDxi |  |  |  | (N/m) | ( NMembers < 1 ) .OR. ( Member(1)%NumElements < 5 )
| M1N6FDxi |  |  |  | (N/m) | ( NMembers < 1 ) .OR. ( Member(1)%NumElements < 6 )
| M1N7FDxi |  |  |  | (N/m) | ( NMembers < 1 ) .OR. ( Member(1)%NumElements < 7 )
| M1N8FDxi |  |  |  | (N/m) | ( NMembers < 1 ) .OR. ( Member(1)%NumElements < 8 )
| M1N9FDxi |  |  |  | (N/m) | ( NMembers < 1 ) .OR. ( Member(1)%NumElements < 9 )
| M2N1FDxi |  |  |  | (N/m) | ( NMembers < 2 ) .OR. ( Member(2)%NumElements < 1 )
| M2N2FDxi |  |  |  | (N/m) | ( NMembers < 2 ) .OR. ( Member(2)%NumElements < 2 )
| M2N3FDxi |  |  |  | (N/m) | ( NMembers < 2 ) .OR. ( Member(2)%NumElements < 3 )
| M2N4FDxi |  |  |  | (N/m) | ( NMembers < 2 ) .OR. ( Member(2)%NumElements < 4 )
| M2N5FDxi |  |  |  | (N/m) | ( NMembers < 2 ) .OR. ( Member(2)%NumElements < 5 )
| M2N6FDxi |  |  |  | (N/m) | ( NMembers < 2 ) .OR. ( Member(2)%NumElements < 6 )
| M2N7FDxi |  |  |  | (N/m) | ( NMembers < 2 ) .OR. ( Member(2)%NumElements < 7 )
| M2N8FDxi |  |  |  | (N/m) | ( NMembers < 2 ) .OR. ( Member(2)%NumElements < 8 )
| M2N9FDxi |  |  |  | (N/m) | ( NMembers < 2 ) .OR. ( Member(2)%NumElements < 9 )
| M3N1FDxi |  |  |  | (N/m) | ( NMembers < 3 ) .OR. ( Member(3)%NumElements < 1 )
| M3N2FDxi |  |  |  | (N/m) | ( NMembers < 3 ) .OR. ( Member(3)%NumElements < 2 )
| M3N3FDxi |  |  |  | (N/m) | ( NMembers < 3 ) .OR. ( Member(3)%NumElements < 3 )
| M3N4FDxi |  |  |  | (N/m) | ( NMembers < 3 ) .OR. ( Member(3)%NumElements < 4 )
| M3N5FDxi |  |  |  | (N/m) | ( NMembers < 3 ) .OR. ( Member(3)%NumElements < 5 )
| M3N6FDxi |  |  |  | (N/m) | ( NMembers < 3 ) .OR. ( Member(3)%NumElements < 6 )
| M3N7FDxi |  |  |  | (N/m) | ( NMembers < 3 ) .OR. ( Member(3)%NumElements < 7 )
| M3N8FDxi |  |  |  | (N/m) | ( NMembers < 3 ) .OR. ( Member(3)%NumElements < 8 )
| M3N9FDxi |  |  |  | (N/m) | ( NMembers < 3 ) .OR. ( Member(3)%NumElements < 9 )
| M4N1FDxi |  |  |  | (N/m) | ( NMembers < 4 ) .OR. ( Member(4)%NumElements < 1 )
| M4N2FDxi |  |  |  | (N/m) | ( NMembers < 4 ) .OR. ( Member(4)%NumElements < 2 )
| M4N3FDxi |  |  |  | (N/m) | ( NMembers < 4 ) .OR. ( Member(4)%NumElements < 3 )
| M4N4FDxi |  |  |  | (N/m) | ( NMembers < 4 ) .OR. ( Member(4)%NumElements < 4 )
| M4N5FDxi |  |  |  | (N/m) | ( NMembers < 4 ) .OR. ( Member(4)%NumElements < 5 )
| M4N6FDxi |  |  |  | (N/m) | ( NMembers < 4 ) .OR. ( Member(4)%NumElements < 6 )
| M4N7FDxi |  |  |  | (N/m) | ( NMembers < 4 ) .OR. ( Member(4)%NumElements < 7 )
| M4N8FDxi |  |  |  | (N/m) | ( NMembers < 4 ) .OR. ( Member(4)%NumElements < 8 )
| M4N9FDxi |  |  |  | (N/m) | ( NMembers < 4 ) .OR. ( Member(4)%NumElements < 9 )
| M5N1FDxi |  |  |  | (N/m) | ( NMembers < 5 ) .OR. ( Member(5)%NumElements < 1 )
| M5N2FDxi |  |  |  | (N/m) | ( NMembers < 5 ) .OR. ( Member(5)%NumElements < 2 )
| M5N3FDxi |  |  |  | (N/m) | ( NMembers < 5 ) .OR. ( Member(5)%NumElements < 3 )
| M5N4FDxi |  |  |  | (N/m) | ( NMembers < 5 ) .OR. ( Member(5)%NumElements < 4 )
| M5N5FDxi |  |  |  | (N/m) | ( NMembers < 5 ) .OR. ( Member(5)%NumElements < 5 )
| M5N6FDxi |  |  |  | (N/m) | ( NMembers < 5 ) .OR. ( Member(5)%NumElements < 6 )
| M5N7FDxi |  |  |  | (N/m) | ( NMembers < 5 ) .OR. ( Member(5)%NumElements < 7 )
| M5N8FDxi |  |  |  | (N/m) | ( NMembers < 5 ) .OR. ( Member(5)%NumElements < 8 )
| M5N9FDxi |  |  |  | (N/m) | ( NMembers < 5 ) .OR. ( Member(5)%NumElements < 9 )
| M6N1FDxi |  |  |  | (N/m) | ( NMembers < 6 ) .OR. ( Member(6)%NumElements < 1 )
| M6N2FDxi |  |  |  | (N/m) | ( NMembers < 6 ) .OR. ( Member(6)%NumElements < 2 )
| M6N3FDxi |  |  |  | (N/m) | ( NMembers < 6 ) .OR. ( Member(6)%NumElements < 3 )
| M6N4FDxi |  |  |  | (N/m) | ( NMembers < 6 ) .OR. ( Member(6)%NumElements < 4 )
| M6N5FDxi |  |  |  | (N/m) | ( NMembers < 6 ) .OR. ( Member(6)%NumElements < 5 )
| M6N6FDxi |  |  |  | (N/m) | ( NMembers < 6 ) .OR. ( Member(6)%NumElements < 6 )
| M6N7FDxi |  |  |  | (N/m) | ( NMembers < 6 ) .OR. ( Member(6)%NumElements < 7 )
| M6N8FDxi |  |  |  | (N/m) | ( NMembers < 6 ) .OR. ( Member(6)%NumElements < 8 )
| M6N9FDxi |  |  |  | (N/m) | ( NMembers < 6 ) .OR. ( Member(6)%NumElements < 9 )
| M7N1FDxi |  |  |  | (N/m) | ( NMembers < 7 ) .OR. ( Member(7)%NumElements < 1 )
| M7N2FDxi |  |  |  | (N/m) | ( NMembers < 7 ) .OR. ( Member(7)%NumElements < 2 )
| M7N3FDxi |  |  |  | (N/m) | ( NMembers < 7 ) .OR. ( Member(7)%NumElements < 3 )
| M7N4FDxi |  |  |  | (N/m) | ( NMembers < 7 ) .OR. ( Member(7)%NumElements < 4 )
| M7N5FDxi |  |  |  | (N/m) | ( NMembers < 7 ) .OR. ( Member(7)%NumElements < 5 )
| M7N6FDxi |  |  |  | (N/m) | ( NMembers < 7 ) .OR. ( Member(7)%NumElements < 6 )
| M7N7FDxi |  |  |  | (N/m) | ( NMembers < 7 ) .OR. ( Member(7)%NumElements < 7 )
| M7N8FDxi |  |  |  | (N/m) | ( NMembers < 7 ) .OR. ( Member(7)%NumElements < 8 )
| M7N9FDxi |  |  |  | (N/m) | ( NMembers < 7 ) .OR. ( Member(7)%NumElements < 9 )
| M8N1FDxi |  |  |  | (N/m) | ( NMembers < 8 ) .OR. ( Member(8)%NumElements < 1 )
| M8N2FDxi |  |  |  | (N/m) | ( NMembers < 8 ) .OR. ( Member(8)%NumElements < 2 )
| M8N3FDxi |  |  |  | (N/m) | ( NMembers < 8 ) .OR. ( Member(8)%NumElements < 3 )
| M8N4FDxi |  |  |  | (N/m) | ( NMembers < 8 ) .OR. ( Member(8)%NumElements < 4 )
| M8N5FDxi |  |  |  | (N/m) | ( NMembers < 8 ) .OR. ( Member(8)%NumElements < 5 )
| M8N6FDxi |  |  |  | (N/m) | ( NMembers < 8 ) .OR. ( Member(8)%NumElements < 6 )
| M8N7FDxi |  |  |  | (N/m) | ( NMembers < 8 ) .OR. ( Member(8)%NumElements < 7 )
| M8N8FDxi |  |  |  | (N/m) | ( NMembers < 8 ) .OR. ( Member(8)%NumElements < 8 )
| M8N9FDxi |  |  |  | (N/m) | ( NMembers < 8 ) .OR. ( Member(8)%NumElements < 9 )
| M9N1FDxi |  |  |  | (N/m) | ( NMembers < 9 ) .OR. ( Member(9)%NumElements < 1 )
| M9N2FDxi |  |  |  | (N/m) | ( NMembers < 9 ) .OR. ( Member(9)%NumElements < 2 )
| M9N3FDxi |  |  |  | (N/m) | ( NMembers < 9 ) .OR. ( Member(9)%NumElements < 3 )
| M9N4FDxi |  |  |  | (N/m) | ( NMembers < 9 ) .OR. ( Member(9)%NumElements < 4 )
| M9N5FDxi |  |  |  | (N/m) | ( NMembers < 9 ) .OR. ( Member(9)%NumElements < 5 )
| M9N6FDxi |  |  |  | (N/m) | ( NMembers < 9 ) .OR. ( Member(9)%NumElements < 6 )
| M9N7FDxi |  |  |  | (N/m) | ( NMembers < 9 ) .OR. ( Member(9)%NumElements < 7 )
| M9N8FDxi |  |  |  | (N/m) | ( NMembers < 9 ) .OR. ( Member(9)%NumElements < 8 )
| M9N9FDxi |  |  |  | (N/m) | ( NMembers < 9 ) .OR. ( Member(9)%NumElements < 9 )
| M1N1FDyi |  | y-component of the distributed viscous-drag force expressed in the inertial coordinate system |  | (N/m) | ( NMembers < 1 ) .OR. ( Member(1)%NumElements < 1 )
| M1N2FDyi |  |  |  | (N/m) | ( NMembers < 1 ) .OR. ( Member(1)%NumElements < 2 )
| M1N3FDyi |  |  |  | (N/m) | ( NMembers < 1 ) .OR. ( Member(1)%NumElements < 3 )
| M1N4FDyi |  |  |  | (N/m) | ( NMembers < 1 ) .OR. ( Member(1)%NumElements < 4 )
| M1N5FDyi |  |  |  | (N/m) | ( NMembers < 1 ) .OR. ( Member(1)%NumElements < 5 )
| M1N6FDyi |  |  |  | (N/m) | ( NMembers < 1 ) .OR. ( Member(1)%NumElements < 6 )
| M1N7FDyi |  |  |  | (N/m) | ( NMembers < 1 ) .OR. ( Member(1)%NumElements < 7 )
| M1N8FDyi |  |  |  | (N/m) | ( NMembers < 1 ) .OR. ( Member(1)%NumElements < 8 )
| M1N9FDyi |  |  |  | (N/m) | ( NMembers < 1 ) .OR. ( Member(1)%NumElements < 9 )
| M2N1FDyi |  |  |  | (N/m) | ( NMembers < 2 ) .OR. ( Member(2)%NumElements < 1 )
| M2N2FDyi |  |  |  | (N/m) | ( NMembers < 2 ) .OR. ( Member(2)%NumElements < 2 )
| M2N3FDyi |  |  |  | (N/m) | ( NMembers < 2 ) .OR. ( Member(2)%NumElements < 3 )
| M2N4FDyi |  |  |  | (N/m) | ( NMembers < 2 ) .OR. ( Member(2)%NumElements < 4 )
| M2N5FDyi |  |  |  | (N/m) | ( NMembers < 2 ) .OR. ( Member(2)%NumElements < 5 )
| M2N6FDyi |  |  |  | (N/m) | ( NMembers < 2 ) .OR. ( Member(2)%NumElements < 6 )
| M2N7FDyi |  |  |  | (N/m) | ( NMembers < 2 ) .OR. ( Member(2)%NumElements < 7 )
| M2N8FDyi |  |  |  | (N/m) | ( NMembers < 2 ) .OR. ( Member(2)%NumElements < 8 )
| M2N9FDyi |  |  |  | (N/m) | ( NMembers < 2 ) .OR. ( Member(2)%NumElements < 9 )
| M3N1FDyi |  |  |  | (N/m) | ( NMembers < 3 ) .OR. ( Member(3)%NumElements < 1 )
| M3N2FDyi |  |  |  | (N/m) | ( NMembers < 3 ) .OR. ( Member(3)%NumElements < 2 )
| M3N3FDyi |  |  |  | (N/m) | ( NMembers < 3 ) .OR. ( Member(3)%NumElements < 3 )
| M3N4FDyi |  |  |  | (N/m) | ( NMembers < 3 ) .OR. ( Member(3)%NumElements < 4 )
| M3N5FDyi |  |  |  | (N/m) | ( NMembers < 3 ) .OR. ( Member(3)%NumElements < 5 )
| M3N6FDyi |  |  |  | (N/m) | ( NMembers < 3 ) .OR. ( Member(3)%NumElements < 6 )
| M3N7FDyi |  |  |  | (N/m) | ( NMembers < 3 ) .OR. ( Member(3)%NumElements < 7 )
| M3N8FDyi |  |  |  | (N/m) | ( NMembers < 3 ) .OR. ( Member(3)%NumElements < 8 )
| M3N9FDyi |  |  |  | (N/m) | ( NMembers < 3 ) .OR. ( Member(3)%NumElements < 9 )
| M4N1FDyi |  |  |  | (N/m) | ( NMembers < 4 ) .OR. ( Member(4)%NumElements < 1 )
| M4N2FDyi |  |  |  | (N/m) | ( NMembers < 4 ) .OR. ( Member(4)%NumElements < 2 )
| M4N3FDyi |  |  |  | (N/m) | ( NMembers < 4 ) .OR. ( Member(4)%NumElements < 3 )
| M4N4FDyi |  |  |  | (N/m) | ( NMembers < 4 ) .OR. ( Member(4)%NumElements < 4 )
| M4N5FDyi |  |  |  | (N/m) | ( NMembers < 4 ) .OR. ( Member(4)%NumElements < 5 )
| M4N6FDyi |  |  |  | (N/m) | ( NMembers < 4 ) .OR. ( Member(4)%NumElements < 6 )
| M4N7FDyi |  |  |  | (N/m) | ( NMembers < 4 ) .OR. ( Member(4)%NumElements < 7 )
| M4N8FDyi |  |  |  | (N/m) | ( NMembers < 4 ) .OR. ( Member(4)%NumElements < 8 )
| M4N9FDyi |  |  |  | (N/m) | ( NMembers < 4 ) .OR. ( Member(4)%NumElements < 9 )
| M5N1FDyi |  |  |  | (N/m) | ( NMembers < 5 ) .OR. ( Member(5)%NumElements < 1 )
| M5N2FDyi |  |  |  | (N/m) | ( NMembers < 5 ) .OR. ( Member(5)%NumElements < 2 )
| M5N3FDyi |  |  |  | (N/m) | ( NMembers < 5 ) .OR. ( Member(5)%NumElements < 3 )
| M5N4FDyi |  |  |  | (N/m) | ( NMembers < 5 ) .OR. ( Member(5)%NumElements < 4 )
| M5N5FDyi |  |  |  | (N/m) | ( NMembers < 5 ) .OR. ( Member(5)%NumElements < 5 )
| M5N6FDyi |  |  |  | (N/m) | ( NMembers < 5 ) .OR. ( Member(5)%NumElements < 6 )
| M5N7FDyi |  |  |  | (N/m) | ( NMembers < 5 ) .OR. ( Member(5)%NumElements < 7 )
| M5N8FDyi |  |  |  | (N/m) | ( NMembers < 5 ) .OR. ( Member(5)%NumElements < 8 )
| M5N9FDyi |  |  |  | (N/m) | ( NMembers < 5 ) .OR. ( Member(5)%NumElements < 9 )
| M6N1FDyi |  |  |  | (N/m) | ( NMembers < 6 ) .OR. ( Member(6)%NumElements < 1 )
| M6N2FDyi |  |  |  | (N/m) | ( NMembers < 6 ) .OR. ( Member(6)%NumElements < 2 )
| M6N3FDyi |  |  |  | (N/m) | ( NMembers < 6 ) .OR. ( Member(6)%NumElements < 3 )
| M6N4FDyi |  |  |  | (N/m) | ( NMembers < 6 ) .OR. ( Member(6)%NumElements < 4 )
| M6N5FDyi |  |  |  | (N/m) | ( NMembers < 6 ) .OR. ( Member(6)%NumElements < 5 )
| M6N6FDyi |  |  |  | (N/m) | ( NMembers < 6 ) .OR. ( Member(6)%NumElements < 6 )
| M6N7FDyi |  |  |  | (N/m) | ( NMembers < 6 ) .OR. ( Member(6)%NumElements < 7 )
| M6N8FDyi |  |  |  | (N/m) | ( NMembers < 6 ) .OR. ( Member(6)%NumElements < 8 )
| M6N9FDyi |  |  |  | (N/m) | ( NMembers < 6 ) .OR. ( Member(6)%NumElements < 9 )
| M7N1FDyi |  |  |  | (N/m) | ( NMembers < 7 ) .OR. ( Member(7)%NumElements < 1 )
| M7N2FDyi |  |  |  | (N/m) | ( NMembers < 7 ) .OR. ( Member(7)%NumElements < 2 )
| M7N3FDyi |  |  |  | (N/m) | ( NMembers < 7 ) .OR. ( Member(7)%NumElements < 3 )
| M7N4FDyi |  |  |  | (N/m) | ( NMembers < 7 ) .OR. ( Member(7)%NumElements < 4 )
| M7N5FDyi |  |  |  | (N/m) | ( NMembers < 7 ) .OR. ( Member(7)%NumElements < 5 )
| M7N6FDyi |  |  |  | (N/m) | ( NMembers < 7 ) .OR. ( Member(7)%NumElements < 6 )
| M7N7FDyi |  |  |  | (N/m) | ( NMembers < 7 ) .OR. ( Member(7)%NumElements < 7 )
| M7N8FDyi |  |  |  | (N/m) | ( NMembers < 7 ) .OR. ( Member(7)%NumElements < 8 )
| M7N9FDyi |  |  |  | (N/m) | ( NMembers < 7 ) .OR. ( Member(7)%NumElements < 9 )
| M8N1FDyi |  |  |  | (N/m) | ( NMembers < 8 ) .OR. ( Member(8)%NumElements < 1 )
| M8N2FDyi |  |  |  | (N/m) | ( NMembers < 8 ) .OR. ( Member(8)%NumElements < 2 )
| M8N3FDyi |  |  |  | (N/m) | ( NMembers < 8 ) .OR. ( Member(8)%NumElements < 3 )
| M8N4FDyi |  |  |  | (N/m) | ( NMembers < 8 ) .OR. ( Member(8)%NumElements < 4 )
| M8N5FDyi |  |  |  | (N/m) | ( NMembers < 8 ) .OR. ( Member(8)%NumElements < 5 )
| M8N6FDyi |  |  |  | (N/m) | ( NMembers < 8 ) .OR. ( Member(8)%NumElements < 6 )
| M8N7FDyi |  |  |  | (N/m) | ( NMembers < 8 ) .OR. ( Member(8)%NumElements < 7 )
| M8N8FDyi |  |  |  | (N/m) | ( NMembers < 8 ) .OR. ( Member(8)%NumElements < 8 )
| M8N9FDyi |  |  |  | (N/m) | ( NMembers < 8 ) .OR. ( Member(8)%NumElements < 9 )
| M9N1FDyi |  |  |  | (N/m) | ( NMembers < 9 ) .OR. ( Member(9)%NumElements < 1 )
| M9N2FDyi |  |  |  | (N/m) | ( NMembers < 9 ) .OR. ( Member(9)%NumElements < 2 )
| M9N3FDyi |  |  |  | (N/m) | ( NMembers < 9 ) .OR. ( Member(9)%NumElements < 3 )
| M9N4FDyi |  |  |  | (N/m) | ( NMembers < 9 ) .OR. ( Member(9)%NumElements < 4 )
| M9N5FDyi |  |  |  | (N/m) | ( NMembers < 9 ) .OR. ( Member(9)%NumElements < 5 )
| M9N6FDyi |  |  |  | (N/m) | ( NMembers < 9 ) .OR. ( Member(9)%NumElements < 6 )
| M9N7FDyi |  |  |  | (N/m) | ( NMembers < 9 ) .OR. ( Member(9)%NumElements < 7 )
| M9N8FDyi |  |  |  | (N/m) | ( NMembers < 9 ) .OR. ( Member(9)%NumElements < 8 )
| M9N9FDyi |  |  |  | (N/m) | ( NMembers < 9 ) .OR. ( Member(9)%NumElements < 9 )
| M1N1FDzi |  | z-component of the distributed viscous-drag force expressed in the inertial coordinate system |  | (N/m) | ( NMembers < 1 ) .OR. ( Member(1)%NumElements < 1 )
| M1N2FDzi |  |  |  | (N/m) | ( NMembers < 1 ) .OR. ( Member(1)%NumElements < 2 )
| M1N3FDzi |  |  |  | (N/m) | ( NMembers < 1 ) .OR. ( Member(1)%NumElements < 3 )
| M1N4FDzi |  |  |  | (N/m) | ( NMembers < 1 ) .OR. ( Member(1)%NumElements < 4 )
| M1N5FDzi |  |  |  | (N/m) | ( NMembers < 1 ) .OR. ( Member(1)%NumElements < 5 )
| M1N6FDzi |  |  |  | (N/m) | ( NMembers < 1 ) .OR. ( Member(1)%NumElements < 6 )
| M1N7FDzi |  |  |  | (N/m) | ( NMembers < 1 ) .OR. ( Member(1)%NumElements < 7 )
| M1N8FDzi |  |  |  | (N/m) | ( NMembers < 1 ) .OR. ( Member(1)%NumElements < 8 )
| M1N9FDzi |  |  |  | (N/m) | ( NMembers < 1 ) .OR. ( Member(1)%NumElements < 9 )
| M2N1FDzi |  |  |  | (N/m) | ( NMembers < 2 ) .OR. ( Member(2)%NumElements < 1 )
| M2N2FDzi |  |  |  | (N/m) | ( NMembers < 2 ) .OR. ( Member(2)%NumElements < 2 )
| M2N3FDzi |  |  |  | (N/m) | ( NMembers < 2 ) .OR. ( Member(2)%NumElements < 3 )
| M2N4FDzi |  |  |  | (N/m) | ( NMembers < 2 ) .OR. ( Member(2)%NumElements < 4 )
| M2N5FDzi |  |  |  | (N/m) | ( NMembers < 2 ) .OR. ( Member(2)%NumElements < 5 )
| M2N6FDzi |  |  |  | (N/m) | ( NMembers < 2 ) .OR. ( Member(2)%NumElements < 6 )
| M2N7FDzi |  |  |  | (N/m) | ( NMembers < 2 ) .OR. ( Member(2)%NumElements < 7 )
| M2N8FDzi |  |  |  | (N/m) | ( NMembers < 2 ) .OR. ( Member(2)%NumElements < 8 )
| M2N9FDzi |  |  |  | (N/m) | ( NMembers < 2 ) .OR. ( Member(2)%NumElements < 9 )
| M3N1FDzi |  |  |  | (N/m) | ( NMembers < 3 ) .OR. ( Member(3)%NumElements < 1 )
| M3N2FDzi |  |  |  | (N/m) | ( NMembers < 3 ) .OR. ( Member(3)%NumElements < 2 )
| M3N3FDzi |  |  |  | (N/m) | ( NMembers < 3 ) .OR. ( Member(3)%NumElements < 3 )
| M3N4FDzi |  |  |  | (N/m) | ( NMembers < 3 ) .OR. ( Member(3)%NumElements < 4 )
| M3N5FDzi |  |  |  | (N/m) | ( NMembers < 3 ) .OR. ( Member(3)%NumElements < 5 )
| M3N6FDzi |  |  |  | (N/m) | ( NMembers < 3 ) .OR. ( Member(3)%NumElements < 6 )
| M3N7FDzi |  |  |  | (N/m) | ( NMembers < 3 ) .OR. ( Member(3)%NumElements < 7 )
| M3N8FDzi |  |  |  | (N/m) | ( NMembers < 3 ) .OR. ( Member(3)%NumElements < 8 )
| M3N9FDzi |  |  |  | (N/m) | ( NMembers < 3 ) .OR. ( Member(3)%NumElements < 9 )
| M4N1FDzi |  |  |  | (N/m) | ( NMembers < 4 ) .OR. ( Member(4)%NumElements < 1 )
| M4N2FDzi |  |  |  | (N/m) | ( NMembers < 4 ) .OR. ( Member(4)%NumElements < 2 )
| M4N3FDzi |  |  |  | (N/m) | ( NMembers < 4 ) .OR. ( Member(4)%NumElements < 3 )
| M4N4FDzi |  |  |  | (N/m) | ( NMembers < 4 ) .OR. ( Member(4)%NumElements < 4 )
| M4N5FDzi |  |  |  | (N/m) | ( NMembers < 4 ) .OR. ( Member(4)%NumElements < 5 )
| M4N6FDzi |  |  |  | (N/m) | ( NMembers < 4 ) .OR. ( Member(4)%NumElements < 6 )
| M4N7FDzi |  |  |  | (N/m) | ( NMembers < 4 ) .OR. ( Member(4)%NumElements < 7 )
| M4N8FDzi |  |  |  | (N/m) | ( NMembers < 4 ) .OR. ( Member(4)%NumElements < 8 )
| M4N9FDzi |  |  |  | (N/m) | ( NMembers < 4 ) .OR. ( Member(4)%NumElements < 9 )
| M5N1FDzi |  |  |  | (N/m) | ( NMembers < 5 ) .OR. ( Member(5)%NumElements < 1 )
| M5N2FDzi |  |  |  | (N/m) | ( NMembers < 5 ) .OR. ( Member(5)%NumElements < 2 )
| M5N3FDzi |  |  |  | (N/m) | ( NMembers < 5 ) .OR. ( Member(5)%NumElements < 3 )
| M5N4FDzi |  |  |  | (N/m) | ( NMembers < 5 ) .OR. ( Member(5)%NumElements < 4 )
| M5N5FDzi |  |  |  | (N/m) | ( NMembers < 5 ) .OR. ( Member(5)%NumElements < 5 )
| M5N6FDzi |  |  |  | (N/m) | ( NMembers < 5 ) .OR. ( Member(5)%NumElements < 6 )
| M5N7FDzi |  |  |  | (N/m) | ( NMembers < 5 ) .OR. ( Member(5)%NumElements < 7 )
| M5N8FDzi |  |  |  | (N/m) | ( NMembers < 5 ) .OR. ( Member(5)%NumElements < 8 )
| M5N9FDzi |  |  |  | (N/m) | ( NMembers < 5 ) .OR. ( Member(5)%NumElements < 9 )
| M6N1FDzi |  |  |  | (N/m) | ( NMembers < 6 ) .OR. ( Member(6)%NumElements < 1 )
| M6N2FDzi |  |  |  | (N/m) | ( NMembers < 6 ) .OR. ( Member(6)%NumElements < 2 )
| M6N3FDzi |  |  |  | (N/m) | ( NMembers < 6 ) .OR. ( Member(6)%NumElements < 3 )
| M6N4FDzi |  |  |  | (N/m) | ( NMembers < 6 ) .OR. ( Member(6)%NumElements < 4 )
| M6N5FDzi |  |  |  | (N/m) | ( NMembers < 6 ) .OR. ( Member(6)%NumElements < 5 )
| M6N6FDzi |  |  |  | (N/m) | ( NMembers < 6 ) .OR. ( Member(6)%NumElements < 6 )
| M6N7FDzi |  |  |  | (N/m) | ( NMembers < 6 ) .OR. ( Member(6)%NumElements < 7 )
| M6N8FDzi |  |  |  | (N/m) | ( NMembers < 6 ) .OR. ( Member(6)%NumElements < 8 )
| M6N9FDzi |  |  |  | (N/m) | ( NMembers < 6 ) .OR. ( Member(6)%NumElements < 9 )
| M7N1FDzi |  |  |  | (N/m) | ( NMembers < 7 ) .OR. ( Member(7)%NumElements < 1 )
| M7N2FDzi |  |  |  | (N/m) | ( NMembers < 7 ) .OR. ( Member(7)%NumElements < 2 )
| M7N3FDzi |  |  |  | (N/m) | ( NMembers < 7 ) .OR. ( Member(7)%NumElements < 3 )
| M7N4FDzi |  |  |  | (N/m) | ( NMembers < 7 ) .OR. ( Member(7)%NumElements < 4 )
| M7N5FDzi |  |  |  | (N/m) | ( NMembers < 7 ) .OR. ( Member(7)%NumElements < 5 )
| M7N6FDzi |  |  |  | (N/m) | ( NMembers < 7 ) .OR. ( Member(7)%NumElements < 6 )
| M7N7FDzi |  |  |  | (N/m) | ( NMembers < 7 ) .OR. ( Member(7)%NumElements < 7 )
| M7N8FDzi |  |  |  | (N/m) | ( NMembers < 7 ) .OR. ( Member(7)%NumElements < 8 )
| M7N9FDzi |  |  |  | (N/m) | ( NMembers < 7 ) .OR. ( Member(7)%NumElements < 9 )
| M8N1FDzi |  |  |  | (N/m) | ( NMembers < 8 ) .OR. ( Member(8)%NumElements < 1 )
| M8N2FDzi |  |  |  | (N/m) | ( NMembers < 8 ) .OR. ( Member(8)%NumElements < 2 )
| M8N3FDzi |  |  |  | (N/m) | ( NMembers < 8 ) .OR. ( Member(8)%NumElements < 3 )
| M8N4FDzi |  |  |  | (N/m) | ( NMembers < 8 ) .OR. ( Member(8)%NumElements < 4 )
| M8N5FDzi |  |  |  | (N/m) | ( NMembers < 8 ) .OR. ( Member(8)%NumElements < 5 )
| M8N6FDzi |  |  |  | (N/m) | ( NMembers < 8 ) .OR. ( Member(8)%NumElements < 6 )
| M8N7FDzi |  |  |  | (N/m) | ( NMembers < 8 ) .OR. ( Member(8)%NumElements < 7 )
| M8N8FDzi |  |  |  | (N/m) | ( NMembers < 8 ) .OR. ( Member(8)%NumElements < 8 )
| M8N9FDzi |  |  |  | (N/m) | ( NMembers < 8 ) .OR. ( Member(8)%NumElements < 9 )
| M9N1FDzi |  |  |  | (N/m) | ( NMembers < 9 ) .OR. ( Member(9)%NumElements < 1 )
| M9N2FDzi |  |  |  | (N/m) | ( NMembers < 9 ) .OR. ( Member(9)%NumElements < 2 )
| M9N3FDzi |  |  |  | (N/m) | ( NMembers < 9 ) .OR. ( Member(9)%NumElements < 3 )
| M9N4FDzi |  |  |  | (N/m) | ( NMembers < 9 ) .OR. ( Member(9)%NumElements < 4 )
| M9N5FDzi |  |  |  | (N/m) | ( NMembers < 9 ) .OR. ( Member(9)%NumElements < 5 )
| M9N6FDzi |  |  |  | (N/m) | ( NMembers < 9 ) .OR. ( Member(9)%NumElements < 6 )
| M9N7FDzi |  |  |  | (N/m) | ( NMembers < 9 ) .OR. ( Member(9)%NumElements < 7 )
| M9N8FDzi |  |  |  | (N/m) | ( NMembers < 9 ) .OR. ( Member(9)%NumElements < 8 )
| M9N9FDzi |  |  |  | (N/m) | ( NMembers < 9 ) .OR. ( Member(9)%NumElements < 9 )
| M1N1FIxi |  | x-component of the distributed fluid inertia force expressed in the inertial coordinate system |  | (N/m) | ( NMembers < 1 ) .OR. ( Member(1)%NumElements < 1 )
| M1N2FIxi |  |  |  | (N/m) | ( NMembers < 1 ) .OR. ( Member(1)%NumElements < 2 )
| M1N3FIxi |  |  |  | (N/m) | ( NMembers < 1 ) .OR. ( Member(1)%NumElements < 3 )
| M1N4FIxi |  |  |  | (N/m) | ( NMembers < 1 ) .OR. ( Member(1)%NumElements < 4 )
| M1N5FIxi |  |  |  | (N/m) | ( NMembers < 1 ) .OR. ( Member(1)%NumElements < 5 )
| M1N6FIxi |  |  |  | (N/m) | ( NMembers < 1 ) .OR. ( Member(1)%NumElements < 6 )
| M1N7FIxi |  |  |  | (N/m) | ( NMembers < 1 ) .OR. ( Member(1)%NumElements < 7 )
| M1N8FIxi |  |  |  | (N/m) | ( NMembers < 1 ) .OR. ( Member(1)%NumElements < 8 )
| M1N9FIxi |  |  |  | (N/m) | ( NMembers < 1 ) .OR. ( Member(1)%NumElements < 9 )
| M2N1FIxi |  |  |  | (N/m) | ( NMembers < 2 ) .OR. ( Member(2)%NumElements < 1 )
| M2N2FIxi |  |  |  | (N/m) | ( NMembers < 2 ) .OR. ( Member(2)%NumElements < 2 )
| M2N3FIxi |  |  |  | (N/m) | ( NMembers < 2 ) .OR. ( Member(2)%NumElements < 3 )
| M2N4FIxi |  |  |  | (N/m) | ( NMembers < 2 ) .OR. ( Member(2)%NumElements < 4 )
| M2N5FIxi |  |  |  | (N/m) | ( NMembers < 2 ) .OR. ( Member(2)%NumElements < 5 )
| M2N6FIxi |  |  |  | (N/m) | ( NMembers < 2 ) .OR. ( Member(2)%NumElements < 6 )
| M2N7FIxi |  |  |  | (N/m) | ( NMembers < 2 ) .OR. ( Member(2)%NumElements < 7 )
| M2N8FIxi |  |  |  | (N/m) | ( NMembers < 2 ) .OR. ( Member(2)%NumElements < 8 )
| M2N9FIxi |  |  |  | (N/m) | ( NMembers < 2 ) .OR. ( Member(2)%NumElements < 9 )
| M3N1FIxi |  |  |  | (N/m) | ( NMembers < 3 ) .OR. ( Member(3)%NumElements < 1 )
| M3N2FIxi |  |  |  | (N/m) | ( NMembers < 3 ) .OR. ( Member(3)%NumElements < 2 )
| M3N3FIxi |  |  |  | (N/m) | ( NMembers < 3 ) .OR. ( Member(3)%NumElements < 3 )
| M3N4FIxi |  |  |  | (N/m) | ( NMembers < 3 ) .OR. ( Member(3)%NumElements < 4 )
| M3N5FIxi |  |  |  | (N/m) | ( NMembers < 3 ) .OR. ( Member(3)%NumElements < 5 )
| M3N6FIxi |  |  |  | (N/m) | ( NMembers < 3 ) .OR. ( Member(3)%NumElements < 6 )
| M3N7FIxi |  |  |  | (N/m) | ( NMembers < 3 ) .OR. ( Member(3)%NumElements < 7 )
| M3N8FIxi |  |  |  | (N/m) | ( NMembers < 3 ) .OR. ( Member(3)%NumElements < 8 )
| M3N9FIxi |  |  |  | (N/m) | ( NMembers < 3 ) .OR. ( Member(3)%NumElements < 9 )
| M4N1FIxi |  |  |  | (N/m) | ( NMembers < 4 ) .OR. ( Member(4)%NumElements < 1 )
| M4N2FIxi |  |  |  | (N/m) | ( NMembers < 4 ) .OR. ( Member(4)%NumElements < 2 )
| M4N3FIxi |  |  |  | (N/m) | ( NMembers < 4 ) .OR. ( Member(4)%NumElements < 3 )
| M4N4FIxi |  |  |  | (N/m) | ( NMembers < 4 ) .OR. ( Member(4)%NumElements < 4 )
| M4N5FIxi |  |  |  | (N/m) | ( NMembers < 4 ) .OR. ( Member(4)%NumElements < 5 )
| M4N6FIxi |  |  |  | (N/m) | ( NMembers < 4 ) .OR. ( Member(4)%NumElements < 6 )
| M4N7FIxi |  |  |  | (N/m) | ( NMembers < 4 ) .OR. ( Member(4)%NumElements < 7 )
| M4N8FIxi |  |  |  | (N/m) | ( NMembers < 4 ) .OR. ( Member(4)%NumElements < 8 )
| M4N9FIxi |  |  |  | (N/m) | ( NMembers < 4 ) .OR. ( Member(4)%NumElements < 9 )
| M5N1FIxi |  |  |  | (N/m) | ( NMembers < 5 ) .OR. ( Member(5)%NumElements < 1 )
| M5N2FIxi |  |  |  | (N/m) | ( NMembers < 5 ) .OR. ( Member(5)%NumElements < 2 )
| M5N3FIxi |  |  |  | (N/m) | ( NMembers < 5 ) .OR. ( Member(5)%NumElements < 3 )
| M5N4FIxi |  |  |  | (N/m) | ( NMembers < 5 ) .OR. ( Member(5)%NumElements < 4 )
| M5N5FIxi |  |  |  | (N/m) | ( NMembers < 5 ) .OR. ( Member(5)%NumElements < 5 )
| M5N6FIxi |  |  |  | (N/m) | ( NMembers < 5 ) .OR. ( Member(5)%NumElements < 6 )
| M5N7FIxi |  |  |  | (N/m) | ( NMembers < 5 ) .OR. ( Member(5)%NumElements < 7 )
| M5N8FIxi |  |  |  | (N/m) | ( NMembers < 5 ) .OR. ( Member(5)%NumElements < 8 )
| M5N9FIxi |  |  |  | (N/m) | ( NMembers < 5 ) .OR. ( Member(5)%NumElements < 9 )
| M6N1FIxi |  |  |  | (N/m) | ( NMembers < 6 ) .OR. ( Member(6)%NumElements < 1 )
| M6N2FIxi |  |  |  | (N/m) | ( NMembers < 6 ) .OR. ( Member(6)%NumElements < 2 )
| M6N3FIxi |  |  |  | (N/m) | ( NMembers < 6 ) .OR. ( Member(6)%NumElements < 3 )
| M6N4FIxi |  |  |  | (N/m) | ( NMembers < 6 ) .OR. ( Member(6)%NumElements < 4 )
| M6N5FIxi |  |  |  | (N/m) | ( NMembers < 6 ) .OR. ( Member(6)%NumElements < 5 )
| M6N6FIxi |  |  |  | (N/m) | ( NMembers < 6 ) .OR. ( Member(6)%NumElements < 6 )
| M6N7FIxi |  |  |  | (N/m) | ( NMembers < 6 ) .OR. ( Member(6)%NumElements < 7 )
| M6N8FIxi |  |  |  | (N/m) | ( NMembers < 6 ) .OR. ( Member(6)%NumElements < 8 )
| M6N9FIxi |  |  |  | (N/m) | ( NMembers < 6 ) .OR. ( Member(6)%NumElements < 9 )
| M7N1FIxi |  |  |  | (N/m) | ( NMembers < 7 ) .OR. ( Member(7)%NumElements < 1 )
| M7N2FIxi |  |  |  | (N/m) | ( NMembers < 7 ) .OR. ( Member(7)%NumElements < 2 )
| M7N3FIxi |  |  |  | (N/m) | ( NMembers < 7 ) .OR. ( Member(7)%NumElements < 3 )
| M7N4FIxi |  |  |  | (N/m) | ( NMembers < 7 ) .OR. ( Member(7)%NumElements < 4 )
| M7N5FIxi |  |  |  | (N/m) | ( NMembers < 7 ) .OR. ( Member(7)%NumElements < 5 )
| M7N6FIxi |  |  |  | (N/m) | ( NMembers < 7 ) .OR. ( Member(7)%NumElements < 6 )
| M7N7FIxi |  |  |  | (N/m) | ( NMembers < 7 ) .OR. ( Member(7)%NumElements < 7 )
| M7N8FIxi |  |  |  | (N/m) | ( NMembers < 7 ) .OR. ( Member(7)%NumElements < 8 )
| M7N9FIxi |  |  |  | (N/m) | ( NMembers < 7 ) .OR. ( Member(7)%NumElements < 9 )
| M8N1FIxi |  |  |  | (N/m) | ( NMembers < 8 ) .OR. ( Member(8)%NumElements < 1 )
| M8N2FIxi |  |  |  | (N/m) | ( NMembers < 8 ) .OR. ( Member(8)%NumElements < 2 )
| M8N3FIxi |  |  |  | (N/m) | ( NMembers < 8 ) .OR. ( Member(8)%NumElements < 3 )
| M8N4FIxi |  |  |  | (N/m) | ( NMembers < 8 ) .OR. ( Member(8)%NumElements < 4 )
| M8N5FIxi |  |  |  | (N/m) | ( NMembers < 8 ) .OR. ( Member(8)%NumElements < 5 )
| M8N6FIxi |  |  |  | (N/m) | ( NMembers < 8 ) .OR. ( Member(8)%NumElements < 6 )
| M8N7FIxi |  |  |  | (N/m) | ( NMembers < 8 ) .OR. ( Member(8)%NumElements < 7 )
| M8N8FIxi |  |  |  | (N/m) | ( NMembers < 8 ) .OR. ( Member(8)%NumElements < 8 )
| M8N9FIxi |  |  |  | (N/m) | ( NMembers < 8 ) .OR. ( Member(8)%NumElements < 9 )
| M9N1FIxi |  |  |  | (N/m) | ( NMembers < 9 ) .OR. ( Member(9)%NumElements < 1 )
| M9N2FIxi |  |  |  | (N/m) | ( NMembers < 9 ) .OR. ( Member(9)%NumElements < 2 )
| M9N3FIxi |  |  |  | (N/m) | ( NMembers < 9 ) .OR. ( Member(9)%NumElements < 3 )
| M9N4FIxi |  |  |  | (N/m) | ( NMembers < 9 ) .OR. ( Member(9)%NumElements < 4 )
| M9N5FIxi |  |  |  | (N/m) | ( NMembers < 9 ) .OR. ( Member(9)%NumElements < 5 )
| M9N6FIxi |  |  |  | (N/m) | ( NMembers < 9 ) .OR. ( Member(9)%NumElements < 6 )
| M9N7FIxi |  |  |  | (N/m) | ( NMembers < 9 ) .OR. ( Member(9)%NumElements < 7 )
| M9N8FIxi |  |  |  | (N/m) | ( NMembers < 9 ) .OR. ( Member(9)%NumElements < 8 )
| M9N9FIxi |  |  |  | (N/m) | ( NMembers < 9 ) .OR. ( Member(9)%NumElements < 9 )
| M1N1FIyi |  | y-component of the distributed fluid inertia force expressed in the inertial coordinate system |  | (N/m) | ( NMembers < 1 ) .OR. ( Member(1)%NumElements < 1 )
| M1N2FIyi |  |  |  | (N/m) | ( NMembers < 1 ) .OR. ( Member(1)%NumElements < 2 )
| M1N3FIyi |  |  |  | (N/m) | ( NMembers < 1 ) .OR. ( Member(1)%NumElements < 3 )
| M1N4FIyi |  |  |  | (N/m) | ( NMembers < 1 ) .OR. ( Member(1)%NumElements < 4 )
| M1N5FIyi |  |  |  | (N/m) | ( NMembers < 1 ) .OR. ( Member(1)%NumElements < 5 )
| M1N6FIyi |  |  |  | (N/m) | ( NMembers < 1 ) .OR. ( Member(1)%NumElements < 6 )
| M1N7FIyi |  |  |  | (N/m) | ( NMembers < 1 ) .OR. ( Member(1)%NumElements < 7 )
| M1N8FIyi |  |  |  | (N/m) | ( NMembers < 1 ) .OR. ( Member(1)%NumElements < 8 )
| M1N9FIyi |  |  |  | (N/m) | ( NMembers < 1 ) .OR. ( Member(1)%NumElements < 9 )
| M2N1FIyi |  |  |  | (N/m) | ( NMembers < 2 ) .OR. ( Member(2)%NumElements < 1 )
| M2N2FIyi |  |  |  | (N/m) | ( NMembers < 2 ) .OR. ( Member(2)%NumElements < 2 )
| M2N3FIyi |  |  |  | (N/m) | ( NMembers < 2 ) .OR. ( Member(2)%NumElements < 3 )
| M2N4FIyi |  |  |  | (N/m) | ( NMembers < 2 ) .OR. ( Member(2)%NumElements < 4 )
| M2N5FIyi |  |  |  | (N/m) | ( NMembers < 2 ) .OR. ( Member(2)%NumElements < 5 )
| M2N6FIyi |  |  |  | (N/m) | ( NMembers < 2 ) .OR. ( Member(2)%NumElements < 6 )
| M2N7FIyi |  |  |  | (N/m) | ( NMembers < 2 ) .OR. ( Member(2)%NumElements < 7 )
| M2N8FIyi |  |  |  | (N/m) | ( NMembers < 2 ) .OR. ( Member(2)%NumElements < 8 )
| M2N9FIyi |  |  |  | (N/m) | ( NMembers < 2 ) .OR. ( Member(2)%NumElements < 9 )
| M3N1FIyi |  |  |  | (N/m) | ( NMembers < 3 ) .OR. ( Member(3)%NumElements < 1 )
| M3N2FIyi |  |  |  | (N/m) | ( NMembers < 3 ) .OR. ( Member(3)%NumElements < 2 )
| M3N3FIyi |  |  |  | (N/m) | ( NMembers < 3 ) .OR. ( Member(3)%NumElements < 3 )
| M3N4FIyi |  |  |  | (N/m) | ( NMembers < 3 ) .OR. ( Member(3)%NumElements < 4 )
| M3N5FIyi |  |  |  | (N/m) | ( NMembers < 3 ) .OR. ( Member(3)%NumElements < 5 )
| M3N6FIyi |  |  |  | (N/m) | ( NMembers < 3 ) .OR. ( Member(3)%NumElements < 6 )
| M3N7FIyi |  |  |  | (N/m) | ( NMembers < 3 ) .OR. ( Member(3)%NumElements < 7 )
| M3N8FIyi |  |  |  | (N/m) | ( NMembers < 3 ) .OR. ( Member(3)%NumElements < 8 )
| M3N9FIyi |  |  |  | (N/m) | ( NMembers < 3 ) .OR. ( Member(3)%NumElements < 9 )
| M4N1FIyi |  |  |  | (N/m) | ( NMembers < 4 ) .OR. ( Member(4)%NumElements < 1 )
| M4N2FIyi |  |  |  | (N/m) | ( NMembers < 4 ) .OR. ( Member(4)%NumElements < 2 )
| M4N3FIyi |  |  |  | (N/m) | ( NMembers < 4 ) .OR. ( Member(4)%NumElements < 3 )
| M4N4FIyi |  |  |  | (N/m) | ( NMembers < 4 ) .OR. ( Member(4)%NumElements < 4 )
| M4N5FIyi |  |  |  | (N/m) | ( NMembers < 4 ) .OR. ( Member(4)%NumElements < 5 )
| M4N6FIyi |  |  |  | (N/m) | ( NMembers < 4 ) .OR. ( Member(4)%NumElements < 6 )
| M4N7FIyi |  |  |  | (N/m) | ( NMembers < 4 ) .OR. ( Member(4)%NumElements < 7 )
| M4N8FIyi |  |  |  | (N/m) | ( NMembers < 4 ) .OR. ( Member(4)%NumElements < 8 )
| M4N9FIyi |  |  |  | (N/m) | ( NMembers < 4 ) .OR. ( Member(4)%NumElements < 9 )
| M5N1FIyi |  |  |  | (N/m) | ( NMembers < 5 ) .OR. ( Member(5)%NumElements < 1 )
| M5N2FIyi |  |  |  | (N/m) | ( NMembers < 5 ) .OR. ( Member(5)%NumElements < 2 )
| M5N3FIyi |  |  |  | (N/m) | ( NMembers < 5 ) .OR. ( Member(5)%NumElements < 3 )
| M5N4FIyi |  |  |  | (N/m) | ( NMembers < 5 ) .OR. ( Member(5)%NumElements < 4 )
| M5N5FIyi |  |  |  | (N/m) | ( NMembers < 5 ) .OR. ( Member(5)%NumElements < 5 )
| M5N6FIyi |  |  |  | (N/m) | ( NMembers < 5 ) .OR. ( Member(5)%NumElements < 6 )
| M5N7FIyi |  |  |  | (N/m) | ( NMembers < 5 ) .OR. ( Member(5)%NumElements < 7 )
| M5N8FIyi |  |  |  | (N/m) | ( NMembers < 5 ) .OR. ( Member(5)%NumElements < 8 )
| M5N9FIyi |  |  |  | (N/m) | ( NMembers < 5 ) .OR. ( Member(5)%NumElements < 9 )
| M6N1FIyi |  |  |  | (N/m) | ( NMembers < 6 ) .OR. ( Member(6)%NumElements < 1 )
| M6N2FIyi |  |  |  | (N/m) | ( NMembers < 6 ) .OR. ( Member(6)%NumElements < 2 )
| M6N3FIyi |  |  |  | (N/m) | ( NMembers < 6 ) .OR. ( Member(6)%NumElements < 3 )
| M6N4FIyi |  |  |  | (N/m) | ( NMembers < 6 ) .OR. ( Member(6)%NumElements < 4 )
| M6N5FIyi |  |  |  | (N/m) | ( NMembers < 6 ) .OR. ( Member(6)%NumElements < 5 )
| M6N6FIyi |  |  |  | (N/m) | ( NMembers < 6 ) .OR. ( Member(6)%NumElements < 6 )
| M6N7FIyi |  |  |  | (N/m) | ( NMembers < 6 ) .OR. ( Member(6)%NumElements < 7 )
| M6N8FIyi |  |  |  | (N/m) | ( NMembers < 6 ) .OR. ( Member(6)%NumElements < 8 )
| M6N9FIyi |  |  |  | (N/m) | ( NMembers < 6 ) .OR. ( Member(6)%NumElements < 9 )
| M7N1FIyi |  |  |  | (N/m) | ( NMembers < 7 ) .OR. ( Member(7)%NumElements < 1 )
| M7N2FIyi |  |  |  | (N/m) | ( NMembers < 7 ) .OR. ( Member(7)%NumElements < 2 )
| M7N3FIyi |  |  |  | (N/m) | ( NMembers < 7 ) .OR. ( Member(7)%NumElements < 3 )
| M7N4FIyi |  |  |  | (N/m) | ( NMembers < 7 ) .OR. ( Member(7)%NumElements < 4 )
| M7N5FIyi |  |  |  | (N/m) | ( NMembers < 7 ) .OR. ( Member(7)%NumElements < 5 )
| M7N6FIyi |  |  |  | (N/m) | ( NMembers < 7 ) .OR. ( Member(7)%NumElements < 6 )
| M7N7FIyi |  |  |  | (N/m) | ( NMembers < 7 ) .OR. ( Member(7)%NumElements < 7 )
| M7N8FIyi |  |  |  | (N/m) | ( NMembers < 7 ) .OR. ( Member(7)%NumElements < 8 )
| M7N9FIyi |  |  |  | (N/m) | ( NMembers < 7 ) .OR. ( Member(7)%NumElements < 9 )
| M8N1FIyi |  |  |  | (N/m) | ( NMembers < 8 ) .OR. ( Member(8)%NumElements < 1 )
| M8N2FIyi |  |  |  | (N/m) | ( NMembers < 8 ) .OR. ( Member(8)%NumElements < 2 )
| M8N3FIyi |  |  |  | (N/m) | ( NMembers < 8 ) .OR. ( Member(8)%NumElements < 3 )
| M8N4FIyi |  |  |  | (N/m) | ( NMembers < 8 ) .OR. ( Member(8)%NumElements < 4 )
| M8N5FIyi |  |  |  | (N/m) | ( NMembers < 8 ) .OR. ( Member(8)%NumElements < 5 )
| M8N6FIyi |  |  |  | (N/m) | ( NMembers < 8 ) .OR. ( Member(8)%NumElements < 6 )
| M8N7FIyi |  |  |  | (N/m) | ( NMembers < 8 ) .OR. ( Member(8)%NumElements < 7 )
| M8N8FIyi |  |  |  | (N/m) | ( NMembers < 8 ) .OR. ( Member(8)%NumElements < 8 )
| M8N9FIyi |  |  |  | (N/m) | ( NMembers < 8 ) .OR. ( Member(8)%NumElements < 9 )
| M9N1FIyi |  |  |  | (N/m) | ( NMembers < 9 ) .OR. ( Member(9)%NumElements < 1 )
| M9N2FIyi |  |  |  | (N/m) | ( NMembers < 9 ) .OR. ( Member(9)%NumElements < 2 )
| M9N3FIyi |  |  |  | (N/m) | ( NMembers < 9 ) .OR. ( Member(9)%NumElements < 3 )
| M9N4FIyi |  |  |  | (N/m) | ( NMembers < 9 ) .OR. ( Member(9)%NumElements < 4 )
| M9N5FIyi |  |  |  | (N/m) | ( NMembers < 9 ) .OR. ( Member(9)%NumElements < 5 )
| M9N6FIyi |  |  |  | (N/m) | ( NMembers < 9 ) .OR. ( Member(9)%NumElements < 6 )
| M9N7FIyi |  |  |  | (N/m) | ( NMembers < 9 ) .OR. ( Member(9)%NumElements < 7 )
| M9N8FIyi |  |  |  | (N/m) | ( NMembers < 9 ) .OR. ( Member(9)%NumElements < 8 )
| M9N9FIyi |  |  |  | (N/m) | ( NMembers < 9 ) .OR. ( Member(9)%NumElements < 9 )
| M1N1FIzi |  | z-component of the distributed fluid inertia force expressed in the inertial coordinate system |  | (N/m) | ( NMembers < 1 ) .OR. ( Member(1)%NumElements < 1 )
| M1N2FIzi |  |  |  | (N/m) | ( NMembers < 1 ) .OR. ( Member(1)%NumElements < 2 )
| M1N3FIzi |  |  |  | (N/m) | ( NMembers < 1 ) .OR. ( Member(1)%NumElements < 3 )
| M1N4FIzi |  |  |  | (N/m) | ( NMembers < 1 ) .OR. ( Member(1)%NumElements < 4 )
| M1N5FIzi |  |  |  | (N/m) | ( NMembers < 1 ) .OR. ( Member(1)%NumElements < 5 )
| M1N6FIzi |  |  |  | (N/m) | ( NMembers < 1 ) .OR. ( Member(1)%NumElements < 6 )
| M1N7FIzi |  |  |  | (N/m) | ( NMembers < 1 ) .OR. ( Member(1)%NumElements < 7 )
| M1N8FIzi |  |  |  | (N/m) | ( NMembers < 1 ) .OR. ( Member(1)%NumElements < 8 )
| M1N9FIzi |  |  |  | (N/m) | ( NMembers < 1 ) .OR. ( Member(1)%NumElements < 9 )
| M2N1FIzi |  |  |  | (N/m) | ( NMembers < 2 ) .OR. ( Member(2)%NumElements < 1 )
| M2N2FIzi |  |  |  | (N/m) | ( NMembers < 2 ) .OR. ( Member(2)%NumElements < 2 )
| M2N3FIzi |  |  |  | (N/m) | ( NMembers < 2 ) .OR. ( Member(2)%NumElements < 3 )
| M2N4FIzi |  |  |  | (N/m) | ( NMembers < 2 ) .OR. ( Member(2)%NumElements < 4 )
| M2N5FIzi |  |  |  | (N/m) | ( NMembers < 2 ) .OR. ( Member(2)%NumElements < 5 )
| M2N6FIzi |  |  |  | (N/m) | ( NMembers < 2 ) .OR. ( Member(2)%NumElements < 6 )
| M2N7FIzi |  |  |  | (N/m) | ( NMembers < 2 ) .OR. ( Member(2)%NumElements < 7 )
| M2N8FIzi |  |  |  | (N/m) | ( NMembers < 2 ) .OR. ( Member(2)%NumElements < 8 )
| M2N9FIzi |  |  |  | (N/m) | ( NMembers < 2 ) .OR. ( Member(2)%NumElements < 9 )
| M3N1FIzi |  |  |  | (N/m) | ( NMembers < 3 ) .OR. ( Member(3)%NumElements < 1 )
| M3N2FIzi |  |  |  | (N/m) | ( NMembers < 3 ) .OR. ( Member(3)%NumElements < 2 )
| M3N3FIzi |  |  |  | (N/m) | ( NMembers < 3 ) .OR. ( Member(3)%NumElements < 3 )
| M3N4FIzi |  |  |  | (N/m) | ( NMembers < 3 ) .OR. ( Member(3)%NumElements < 4 )
| M3N5FIzi |  |  |  | (N/m) | ( NMembers < 3 ) .OR. ( Member(3)%NumElements < 5 )
| M3N6FIzi |  |  |  | (N/m) | ( NMembers < 3 ) .OR. ( Member(3)%NumElements < 6 )
| M3N7FIzi |  |  |  | (N/m) | ( NMembers < 3 ) .OR. ( Member(3)%NumElements < 7 )
| M3N8FIzi |  |  |  | (N/m) | ( NMembers < 3 ) .OR. ( Member(3)%NumElements < 8 )
| M3N9FIzi |  |  |  | (N/m) | ( NMembers < 3 ) .OR. ( Member(3)%NumElements < 9 )
| M4N1FIzi |  |  |  | (N/m) | ( NMembers < 4 ) .OR. ( Member(4)%NumElements < 1 )
| M4N2FIzi |  |  |  | (N/m) | ( NMembers < 4 ) .OR. ( Member(4)%NumElements < 2 )
| M4N3FIzi |  |  |  | (N/m) | ( NMembers < 4 ) .OR. ( Member(4)%NumElements < 3 )
| M4N4FIzi |  |  |  | (N/m) | ( NMembers < 4 ) .OR. ( Member(4)%NumElements < 4 )
| M4N5FIzi |  |  |  | (N/m) | ( NMembers < 4 ) .OR. ( Member(4)%NumElements < 5 )
| M4N6FIzi |  |  |  | (N/m) | ( NMembers < 4 ) .OR. ( Member(4)%NumElements < 6 )
| M4N7FIzi |  |  |  | (N/m) | ( NMembers < 4 ) .OR. ( Member(4)%NumElements < 7 )
| M4N8FIzi |  |  |  | (N/m) | ( NMembers < 4 ) .OR. ( Member(4)%NumElements < 8 )
| M4N9FIzi |  |  |  | (N/m) | ( NMembers < 4 ) .OR. ( Member(4)%NumElements < 9 )
| M5N1FIzi |  |  |  | (N/m) | ( NMembers < 5 ) .OR. ( Member(5)%NumElements < 1 )
| M5N2FIzi |  |  |  | (N/m) | ( NMembers < 5 ) .OR. ( Member(5)%NumElements < 2 )
| M5N3FIzi |  |  |  | (N/m) | ( NMembers < 5 ) .OR. ( Member(5)%NumElements < 3 )
| M5N4FIzi |  |  |  | (N/m) | ( NMembers < 5 ) .OR. ( Member(5)%NumElements < 4 )
| M5N5FIzi |  |  |  | (N/m) | ( NMembers < 5 ) .OR. ( Member(5)%NumElements < 5 )
| M5N6FIzi |  |  |  | (N/m) | ( NMembers < 5 ) .OR. ( Member(5)%NumElements < 6 )
| M5N7FIzi |  |  |  | (N/m) | ( NMembers < 5 ) .OR. ( Member(5)%NumElements < 7 )
| M5N8FIzi |  |  |  | (N/m) | ( NMembers < 5 ) .OR. ( Member(5)%NumElements < 8 )
| M5N9FIzi |  |  |  | (N/m) | ( NMembers < 5 ) .OR. ( Member(5)%NumElements < 9 )
| M6N1FIzi |  |  |  | (N/m) | ( NMembers < 6 ) .OR. ( Member(6)%NumElements < 1 )
| M6N2FIzi |  |  |  | (N/m) | ( NMembers < 6 ) .OR. ( Member(6)%NumElements < 2 )
| M6N3FIzi |  |  |  | (N/m) | ( NMembers < 6 ) .OR. ( Member(6)%NumElements < 3 )
| M6N4FIzi |  |  |  | (N/m) | ( NMembers < 6 ) .OR. ( Member(6)%NumElements < 4 )
| M6N5FIzi |  |  |  | (N/m) | ( NMembers < 6 ) .OR. ( Member(6)%NumElements < 5 )
| M6N6FIzi |  |  |  | (N/m) | ( NMembers < 6 ) .OR. ( Member(6)%NumElements < 6 )
| M6N7FIzi |  |  |  | (N/m) | ( NMembers < 6 ) .OR. ( Member(6)%NumElements < 7 )
| M6N8FIzi |  |  |  | (N/m) | ( NMembers < 6 ) .OR. ( Member(6)%NumElements < 8 )
| M6N9FIzi |  |  |  | (N/m) | ( NMembers < 6 ) .OR. ( Member(6)%NumElements < 9 )
| M7N1FIzi |  |  |  | (N/m) | ( NMembers < 7 ) .OR. ( Member(7)%NumElements < 1 )
| M7N2FIzi |  |  |  | (N/m) | ( NMembers < 7 ) .OR. ( Member(7)%NumElements < 2 )
| M7N3FIzi |  |  |  | (N/m) | ( NMembers < 7 ) .OR. ( Member(7)%NumElements < 3 )
| M7N4FIzi |  |  |  | (N/m) | ( NMembers < 7 ) .OR. ( Member(7)%NumElements < 4 )
| M7N5FIzi |  |  |  | (N/m) | ( NMembers < 7 ) .OR. ( Member(7)%NumElements < 5 )
| M7N6FIzi |  |  |  | (N/m) | ( NMembers < 7 ) .OR. ( Member(7)%NumElements < 6 )
| M7N7FIzi |  |  |  | (N/m) | ( NMembers < 7 ) .OR. ( Member(7)%NumElements < 7 )
| M7N8FIzi |  |  |  | (N/m) | ( NMembers < 7 ) .OR. ( Member(7)%NumElements < 8 )
| M7N9FIzi |  |  |  | (N/m) | ( NMembers < 7 ) .OR. ( Member(7)%NumElements < 9 )
| M8N1FIzi |  |  |  | (N/m) | ( NMembers < 8 ) .OR. ( Member(8)%NumElements < 1 )
| M8N2FIzi |  |  |  | (N/m) | ( NMembers < 8 ) .OR. ( Member(8)%NumElements < 2 )
| M8N3FIzi |  |  |  | (N/m) | ( NMembers < 8 ) .OR. ( Member(8)%NumElements < 3 )
| M8N4FIzi |  |  |  | (N/m) | ( NMembers < 8 ) .OR. ( Member(8)%NumElements < 4 )
| M8N5FIzi |  |  |  | (N/m) | ( NMembers < 8 ) .OR. ( Member(8)%NumElements < 5 )
| M8N6FIzi |  |  |  | (N/m) | ( NMembers < 8 ) .OR. ( Member(8)%NumElements < 6 )
| M8N7FIzi |  |  |  | (N/m) | ( NMembers < 8 ) .OR. ( Member(8)%NumElements < 7 )
| M8N8FIzi |  |  |  | (N/m) | ( NMembers < 8 ) .OR. ( Member(8)%NumElements < 8 )
| M8N9FIzi |  |  |  | (N/m) | ( NMembers < 8 ) .OR. ( Member(8)%NumElements < 9 )
| M9N1FIzi |  |  |  | (N/m) | ( NMembers < 9 ) .OR. ( Member(9)%NumElements < 1 )
| M9N2FIzi |  |  |  | (N/m) | ( NMembers < 9 ) .OR. ( Member(9)%NumElements < 2 )
| M9N3FIzi |  |  |  | (N/m) | ( NMembers < 9 ) .OR. ( Member(9)%NumElements < 3 )
| M9N4FIzi |  |  |  | (N/m) | ( NMembers < 9 ) .OR. ( Member(9)%NumElements < 4 )
| M9N5FIzi |  |  |  | (N/m) | ( NMembers < 9 ) .OR. ( Member(9)%NumElements < 5 )
| M9N6FIzi |  |  |  | (N/m) | ( NMembers < 9 ) .OR. ( Member(9)%NumElements < 6 )
| M9N7FIzi |  |  |  | (N/m) | ( NMembers < 9 ) .OR. ( Member(9)%NumElements < 7 )
| M9N8FIzi |  |  |  | (N/m) | ( NMembers < 9 ) .OR. ( Member(9)%NumElements < 8 )
| M9N9FIzi |  |  |  | (N/m) | ( NMembers < 9 ) .OR. ( Member(9)%NumElements < 9 )
| M1N1FBxi |  | x-component of the distributed bouyancy force expressed in the inertial coordinate system |  | (N/m) | ( NMembers < 1 ) .OR. ( Member(1)%NumElements < 1 )
| M1N2FBxi |  |  |  | (N/m) | ( NMembers < 1 ) .OR. ( Member(1)%NumElements < 2 )
| M1N3FBxi |  |  |  | (N/m) | ( NMembers < 1 ) .OR. ( Member(1)%NumElements < 3 )
| M1N4FBxi |  |  |  | (N/m) | ( NMembers < 1 ) .OR. ( Member(1)%NumElements < 4 )
| M1N5FBxi |  |  |  | (N/m) | ( NMembers < 1 ) .OR. ( Member(1)%NumElements < 5 )
| M1N6FBxi |  |  |  | (N/m) | ( NMembers < 1 ) .OR. ( Member(1)%NumElements < 6 )
| M1N7FBxi |  |  |  | (N/m) | ( NMembers < 1 ) .OR. ( Member(1)%NumElements < 7 )
| M1N8FBxi |  |  |  | (N/m) | ( NMembers < 1 ) .OR. ( Member(1)%NumElements < 8 )
| M1N9FBxi |  |  |  | (N/m) | ( NMembers < 1 ) .OR. ( Member(1)%NumElements < 9 )
| M2N1FBxi |  |  |  | (N/m) | ( NMembers < 2 ) .OR. ( Member(2)%NumElements < 1 )
| M2N2FBxi |  |  |  | (N/m) | ( NMembers < 2 ) .OR. ( Member(2)%NumElements < 2 )
| M2N3FBxi |  |  |  | (N/m) | ( NMembers < 2 ) .OR. ( Member(2)%NumElements < 3 )
| M2N4FBxi |  |  |  | (N/m) | ( NMembers < 2 ) .OR. ( Member(2)%NumElements < 4 )
| M2N5FBxi |  |  |  | (N/m) | ( NMembers < 2 ) .OR. ( Member(2)%NumElements < 5 )
| M2N6FBxi |  |  |  | (N/m) | ( NMembers < 2 ) .OR. ( Member(2)%NumElements < 6 )
| M2N7FBxi |  |  |  | (N/m) | ( NMembers < 2 ) .OR. ( Member(2)%NumElements < 7 )
| M2N8FBxi |  |  |  | (N/m) | ( NMembers < 2 ) .OR. ( Member(2)%NumElements < 8 )
| M2N9FBxi |  |  |  | (N/m) | ( NMembers < 2 ) .OR. ( Member(2)%NumElements < 9 )
| M3N1FBxi |  |  |  | (N/m) | ( NMembers < 3 ) .OR. ( Member(3)%NumElements < 1 )
| M3N2FBxi |  |  |  | (N/m) | ( NMembers < 3 ) .OR. ( Member(3)%NumElements < 2 )
| M3N3FBxi |  |  |  | (N/m) | ( NMembers < 3 ) .OR. ( Member(3)%NumElements < 3 )
| M3N4FBxi |  |  |  | (N/m) | ( NMembers < 3 ) .OR. ( Member(3)%NumElements < 4 )
| M3N5FBxi |  |  |  | (N/m) | ( NMembers < 3 ) .OR. ( Member(3)%NumElements < 5 )
| M3N6FBxi |  |  |  | (N/m) | ( NMembers < 3 ) .OR. ( Member(3)%NumElements < 6 )
| M3N7FBxi |  |  |  | (N/m) | ( NMembers < 3 ) .OR. ( Member(3)%NumElements < 7 )
| M3N8FBxi |  |  |  | (N/m) | ( NMembers < 3 ) .OR. ( Member(3)%NumElements < 8 )
| M3N9FBxi |  |  |  | (N/m) | ( NMembers < 3 ) .OR. ( Member(3)%NumElements < 9 )
| M4N1FBxi |  |  |  | (N/m) | ( NMembers < 4 ) .OR. ( Member(4)%NumElements < 1 )
| M4N2FBxi |  |  |  | (N/m) | ( NMembers < 4 ) .OR. ( Member(4)%NumElements < 2 )
| M4N3FBxi |  |  |  | (N/m) | ( NMembers < 4 ) .OR. ( Member(4)%NumElements < 3 )
| M4N4FBxi |  |  |  | (N/m) | ( NMembers < 4 ) .OR. ( Member(4)%NumElements < 4 )
| M4N5FBxi |  |  |  | (N/m) | ( NMembers < 4 ) .OR. ( Member(4)%NumElements < 5 )
| M4N6FBxi |  |  |  | (N/m) | ( NMembers < 4 ) .OR. ( Member(4)%NumElements < 6 )
| M4N7FBxi |  |  |  | (N/m) | ( NMembers < 4 ) .OR. ( Member(4)%NumElements < 7 )
| M4N8FBxi |  |  |  | (N/m) | ( NMembers < 4 ) .OR. ( Member(4)%NumElements < 8 )
| M4N9FBxi |  |  |  | (N/m) | ( NMembers < 4 ) .OR. ( Member(4)%NumElements < 9 )
| M5N1FBxi |  |  |  | (N/m) | ( NMembers < 5 ) .OR. ( Member(5)%NumElements < 1 )
| M5N2FBxi |  |  |  | (N/m) | ( NMembers < 5 ) .OR. ( Member(5)%NumElements < 2 )
| M5N3FBxi |  |  |  | (N/m) | ( NMembers < 5 ) .OR. ( Member(5)%NumElements < 3 )
| M5N4FBxi |  |  |  | (N/m) | ( NMembers < 5 ) .OR. ( Member(5)%NumElements < 4 )
| M5N5FBxi |  |  |  | (N/m) | ( NMembers < 5 ) .OR. ( Member(5)%NumElements < 5 )
| M5N6FBxi |  |  |  | (N/m) | ( NMembers < 5 ) .OR. ( Member(5)%NumElements < 6 )
| M5N7FBxi |  |  |  | (N/m) | ( NMembers < 5 ) .OR. ( Member(5)%NumElements < 7 )
| M5N8FBxi |  |  |  | (N/m) | ( NMembers < 5 ) .OR. ( Member(5)%NumElements < 8 )
| M5N9FBxi |  |  |  | (N/m) | ( NMembers < 5 ) .OR. ( Member(5)%NumElements < 9 )
| M6N1FBxi |  |  |  | (N/m) | ( NMembers < 6 ) .OR. ( Member(6)%NumElements < 1 )
| M6N2FBxi |  |  |  | (N/m) | ( NMembers < 6 ) .OR. ( Member(6)%NumElements < 2 )
| M6N3FBxi |  |  |  | (N/m) | ( NMembers < 6 ) .OR. ( Member(6)%NumElements < 3 )
| M6N4FBxi |  |  |  | (N/m) | ( NMembers < 6 ) .OR. ( Member(6)%NumElements < 4 )
| M6N5FBxi |  |  |  | (N/m) | ( NMembers < 6 ) .OR. ( Member(6)%NumElements < 5 )
| M6N6FBxi |  |  |  | (N/m) | ( NMembers < 6 ) .OR. ( Member(6)%NumElements < 6 )
| M6N7FBxi |  |  |  | (N/m) | ( NMembers < 6 ) .OR. ( Member(6)%NumElements < 7 )
| M6N8FBxi |  |  |  | (N/m) | ( NMembers < 6 ) .OR. ( Member(6)%NumElements < 8 )
| M6N9FBxi |  |  |  | (N/m) | ( NMembers < 6 ) .OR. ( Member(6)%NumElements < 9 )
| M7N1FBxi |  |  |  | (N/m) | ( NMembers < 7 ) .OR. ( Member(7)%NumElements < 1 )
| M7N2FBxi |  |  |  | (N/m) | ( NMembers < 7 ) .OR. ( Member(7)%NumElements < 2 )
| M7N3FBxi |  |  |  | (N/m) | ( NMembers < 7 ) .OR. ( Member(7)%NumElements < 3 )
| M7N4FBxi |  |  |  | (N/m) | ( NMembers < 7 ) .OR. ( Member(7)%NumElements < 4 )
| M7N5FBxi |  |  |  | (N/m) | ( NMembers < 7 ) .OR. ( Member(7)%NumElements < 5 )
| M7N6FBxi |  |  |  | (N/m) | ( NMembers < 7 ) .OR. ( Member(7)%NumElements < 6 )
| M7N7FBxi |  |  |  | (N/m) | ( NMembers < 7 ) .OR. ( Member(7)%NumElements < 7 )
| M7N8FBxi |  |  |  | (N/m) | ( NMembers < 7 ) .OR. ( Member(7)%NumElements < 8 )
| M7N9FBxi |  |  |  | (N/m) | ( NMembers < 7 ) .OR. ( Member(7)%NumElements < 9 )
| M8N1FBxi |  |  |  | (N/m) | ( NMembers < 8 ) .OR. ( Member(8)%NumElements < 1 )
| M8N2FBxi |  |  |  | (N/m) | ( NMembers < 8 ) .OR. ( Member(8)%NumElements < 2 )
| M8N3FBxi |  |  |  | (N/m) | ( NMembers < 8 ) .OR. ( Member(8)%NumElements < 3 )
| M8N4FBxi |  |  |  | (N/m) | ( NMembers < 8 ) .OR. ( Member(8)%NumElements < 4 )
| M8N5FBxi |  |  |  | (N/m) | ( NMembers < 8 ) .OR. ( Member(8)%NumElements < 5 )
| M8N6FBxi |  |  |  | (N/m) | ( NMembers < 8 ) .OR. ( Member(8)%NumElements < 6 )
| M8N7FBxi |  |  |  | (N/m) | ( NMembers < 8 ) .OR. ( Member(8)%NumElements < 7 )
| M8N8FBxi |  |  |  | (N/m) | ( NMembers < 8 ) .OR. ( Member(8)%NumElements < 8 )
| M8N9FBxi |  |  |  | (N/m) | ( NMembers < 8 ) .OR. ( Member(8)%NumElements < 9 )
| M9N1FBxi |  |  |  | (N/m) | ( NMembers < 9 ) .OR. ( Member(9)%NumElements < 1 )
| M9N2FBxi |  |  |  | (N/m) | ( NMembers < 9 ) .OR. ( Member(9)%NumElements < 2 )
| M9N3FBxi |  |  |  | (N/m) | ( NMembers < 9 ) .OR. ( Member(9)%NumElements < 3 )
| M9N4FBxi |  |  |  | (N/m) | ( NMembers < 9 ) .OR. ( Member(9)%NumElements < 4 )
| M9N5FBxi |  |  |  | (N/m) | ( NMembers < 9 ) .OR. ( Member(9)%NumElements < 5 )
| M9N6FBxi |  |  |  | (N/m) | ( NMembers < 9 ) .OR. ( Member(9)%NumElements < 6 )
| M9N7FBxi |  |  |  | (N/m) | ( NMembers < 9 ) .OR. ( Member(9)%NumElements < 7 )
| M9N8FBxi |  |  |  | (N/m) | ( NMembers < 9 ) .OR. ( Member(9)%NumElements < 8 )
| M9N9FBxi |  |  |  | (N/m) | ( NMembers < 9 ) .OR. ( Member(9)%NumElements < 9 )
| M1N1FByi |  | y-component of the distributed bouyancy force expressed in the inertial coordinate system |  | (N/m) | ( NMembers < 1 ) .OR. ( Member(1)%NumElements < 1 )
| M1N2FByi |  |  |  | (N/m) | ( NMembers < 1 ) .OR. ( Member(1)%NumElements < 2 )
| M1N3FByi |  |  |  | (N/m) | ( NMembers < 1 ) .OR. ( Member(1)%NumElements < 3 )
| M1N4FByi |  |  |  | (N/m) | ( NMembers < 1 ) .OR. ( Member(1)%NumElements < 4 )
| M1N5FByi |  |  |  | (N/m) | ( NMembers < 1 ) .OR. ( Member(1)%NumElements < 5 )
| M1N6FByi |  |  |  | (N/m) | ( NMembers < 1 ) .OR. ( Member(1)%NumElements < 6 )
| M1N7FByi |  |  |  | (N/m) | ( NMembers < 1 ) .OR. ( Member(1)%NumElements < 7 )
| M1N8FByi |  |  |  | (N/m) | ( NMembers < 1 ) .OR. ( Member(1)%NumElements < 8 )
| M1N9FByi |  |  |  | (N/m) | ( NMembers < 1 ) .OR. ( Member(1)%NumElements < 9 )
| M2N1FByi |  |  |  | (N/m) | ( NMembers < 2 ) .OR. ( Member(2)%NumElements < 1 )
| M2N2FByi |  |  |  | (N/m) | ( NMembers < 2 ) .OR. ( Member(2)%NumElements < 2 )
| M2N3FByi |  |  |  | (N/m) | ( NMembers < 2 ) .OR. ( Member(2)%NumElements < 3 )
| M2N4FByi |  |  |  | (N/m) | ( NMembers < 2 ) .OR. ( Member(2)%NumElements < 4 )
| M2N5FByi |  |  |  | (N/m) | ( NMembers < 2 ) .OR. ( Member(2)%NumElements < 5 )
| M2N6FByi |  |  |  | (N/m) | ( NMembers < 2 ) .OR. ( Member(2)%NumElements < 6 )
| M2N7FByi |  |  |  | (N/m) | ( NMembers < 2 ) .OR. ( Member(2)%NumElements < 7 )
| M2N8FByi |  |  |  | (N/m) | ( NMembers < 2 ) .OR. ( Member(2)%NumElements < 8 )
| M2N9FByi |  |  |  | (N/m) | ( NMembers < 2 ) .OR. ( Member(2)%NumElements < 9 )
| M3N1FByi |  |  |  | (N/m) | ( NMembers < 3 ) .OR. ( Member(3)%NumElements < 1 )
| M3N2FByi |  |  |  | (N/m) | ( NMembers < 3 ) .OR. ( Member(3)%NumElements < 2 )
| M3N3FByi |  |  |  | (N/m) | ( NMembers < 3 ) .OR. ( Member(3)%NumElements < 3 )
| M3N4FByi |  |  |  | (N/m) | ( NMembers < 3 ) .OR. ( Member(3)%NumElements < 4 )
| M3N5FByi |  |  |  | (N/m) | ( NMembers < 3 ) .OR. ( Member(3)%NumElements < 5 )
| M3N6FByi |  |  |  | (N/m) | ( NMembers < 3 ) .OR. ( Member(3)%NumElements < 6 )
| M3N7FByi |  |  |  | (N/m) | ( NMembers < 3 ) .OR. ( Member(3)%NumElements < 7 )
| M3N8FByi |  |  |  | (N/m) | ( NMembers < 3 ) .OR. ( Member(3)%NumElements < 8 )
| M3N9FByi |  |  |  | (N/m) | ( NMembers < 3 ) .OR. ( Member(3)%NumElements < 9 )
| M4N1FByi |  |  |  | (N/m) | ( NMembers < 4 ) .OR. ( Member(4)%NumElements < 1 )
| M4N2FByi |  |  |  | (N/m) | ( NMembers < 4 ) .OR. ( Member(4)%NumElements < 2 )
| M4N3FByi |  |  |  | (N/m) | ( NMembers < 4 ) .OR. ( Member(4)%NumElements < 3 )
| M4N4FByi |  |  |  | (N/m) | ( NMembers < 4 ) .OR. ( Member(4)%NumElements < 4 )
| M4N5FByi |  |  |  | (N/m) | ( NMembers < 4 ) .OR. ( Member(4)%NumElements < 5 )
| M4N6FByi |  |  |  | (N/m) | ( NMembers < 4 ) .OR. ( Member(4)%NumElements < 6 )
| M4N7FByi |  |  |  | (N/m) | ( NMembers < 4 ) .OR. ( Member(4)%NumElements < 7 )
| M4N8FByi |  |  |  | (N/m) | ( NMembers < 4 ) .OR. ( Member(4)%NumElements < 8 )
| M4N9FByi |  |  |  | (N/m) | ( NMembers < 4 ) .OR. ( Member(4)%NumElements < 9 )
| M5N1FByi |  |  |  | (N/m) | ( NMembers < 5 ) .OR. ( Member(5)%NumElements < 1 )
| M5N2FByi |  |  |  | (N/m) | ( NMembers < 5 ) .OR. ( Member(5)%NumElements < 2 )
| M5N3FByi |  |  |  | (N/m) | ( NMembers < 5 ) .OR. ( Member(5)%NumElements < 3 )
| M5N4FByi |  |  |  | (N/m) | ( NMembers < 5 ) .OR. ( Member(5)%NumElements < 4 )
| M5N5FByi |  |  |  | (N/m) | ( NMembers < 5 ) .OR. ( Member(5)%NumElements < 5 )
| M5N6FByi |  |  |  | (N/m) | ( NMembers < 5 ) .OR. ( Member(5)%NumElements < 6 )
| M5N7FByi |  |  |  | (N/m) | ( NMembers < 5 ) .OR. ( Member(5)%NumElements < 7 )
| M5N8FByi |  |  |  | (N/m) | ( NMembers < 5 ) .OR. ( Member(5)%NumElements < 8 )
| M5N9FByi |  |  |  | (N/m) | ( NMembers < 5 ) .OR. ( Member(5)%NumElements < 9 )
| M6N1FByi |  |  |  | (N/m) | ( NMembers < 6 ) .OR. ( Member(6)%NumElements < 1 )
| M6N2FByi |  |  |  | (N/m) | ( NMembers < 6 ) .OR. ( Member(6)%NumElements < 2 )
| M6N3FByi |  |  |  | (N/m) | ( NMembers < 6 ) .OR. ( Member(6)%NumElements < 3 )
| M6N4FByi |  |  |  | (N/m) | ( NMembers < 6 ) .OR. ( Member(6)%NumElements < 4 )
| M6N5FByi |  |  |  | (N/m) | ( NMembers < 6 ) .OR. ( Member(6)%NumElements < 5 )
| M6N6FByi |  |  |  | (N/m) | ( NMembers < 6 ) .OR. ( Member(6)%NumElements < 6 )
| M6N7FByi |  |  |  | (N/m) | ( NMembers < 6 ) .OR. ( Member(6)%NumElements < 7 )
| M6N8FByi |  |  |  | (N/m) | ( NMembers < 6 ) .OR. ( Member(6)%NumElements < 8 )
| M6N9FByi |  |  |  | (N/m) | ( NMembers < 6 ) .OR. ( Member(6)%NumElements < 9 )
| M7N1FByi |  |  |  | (N/m) | ( NMembers < 7 ) .OR. ( Member(7)%NumElements < 1 )
| M7N2FByi |  |  |  | (N/m) | ( NMembers < 7 ) .OR. ( Member(7)%NumElements < 2 )
| M7N3FByi |  |  |  | (N/m) | ( NMembers < 7 ) .OR. ( Member(7)%NumElements < 3 )
| M7N4FByi |  |  |  | (N/m) | ( NMembers < 7 ) .OR. ( Member(7)%NumElements < 4 )
| M7N5FByi |  |  |  | (N/m) | ( NMembers < 7 ) .OR. ( Member(7)%NumElements < 5 )
| M7N6FByi |  |  |  | (N/m) | ( NMembers < 7 ) .OR. ( Member(7)%NumElements < 6 )
| M7N7FByi |  |  |  | (N/m) | ( NMembers < 7 ) .OR. ( Member(7)%NumElements < 7 )
| M7N8FByi |  |  |  | (N/m) | ( NMembers < 7 ) .OR. ( Member(7)%NumElements < 8 )
| M7N9FByi |  |  |  | (N/m) | ( NMembers < 7 ) .OR. ( Member(7)%NumElements < 9 )
| M8N1FByi |  |  |  | (N/m) | ( NMembers < 8 ) .OR. ( Member(8)%NumElements < 1 )
| M8N2FByi |  |  |  | (N/m) | ( NMembers < 8 ) .OR. ( Member(8)%NumElements < 2 )
| M8N3FByi |  |  |  | (N/m) | ( NMembers < 8 ) .OR. ( Member(8)%NumElements < 3 )
| M8N4FByi |  |  |  | (N/m) | ( NMembers < 8 ) .OR. ( Member(8)%NumElements < 4 )
| M8N5FByi |  |  |  | (N/m) | ( NMembers < 8 ) .OR. ( Member(8)%NumElements < 5 )
| M8N6FByi |  |  |  | (N/m) | ( NMembers < 8 ) .OR. ( Member(8)%NumElements < 6 )
| M8N7FByi |  |  |  | (N/m) | ( NMembers < 8 ) .OR. ( Member(8)%NumElements < 7 )
| M8N8FByi |  |  |  | (N/m) | ( NMembers < 8 ) .OR. ( Member(8)%NumElements < 8 )
| M8N9FByi |  |  |  | (N/m) | ( NMembers < 8 ) .OR. ( Member(8)%NumElements < 9 )
| M9N1FByi |  |  |  | (N/m) | ( NMembers < 9 ) .OR. ( Member(9)%NumElements < 1 )
| M9N2FByi |  |  |  | (N/m) | ( NMembers < 9 ) .OR. ( Member(9)%NumElements < 2 )
| M9N3FByi |  |  |  | (N/m) | ( NMembers < 9 ) .OR. ( Member(9)%NumElements < 3 )
| M9N4FByi |  |  |  | (N/m) | ( NMembers < 9 ) .OR. ( Member(9)%NumElements < 4 )
| M9N5FByi |  |  |  | (N/m) | ( NMembers < 9 ) .OR. ( Member(9)%NumElements < 5 )
| M9N6FByi |  |  |  | (N/m) | ( NMembers < 9 ) .OR. ( Member(9)%NumElements < 6 )
| M9N7FByi |  |  |  | (N/m) | ( NMembers < 9 ) .OR. ( Member(9)%NumElements < 7 )
| M9N8FByi |  |  |  | (N/m) | ( NMembers < 9 ) .OR. ( Member(9)%NumElements < 8 )
| M9N9FByi |  |  |  | (N/m) | ( NMembers < 9 ) .OR. ( Member(9)%NumElements < 9 )
| M1N1FBzi |  | z-component of the distributed bouyancy force expressed in the inertial coordinate system |  | (N/m) | ( NMembers < 1 ) .OR. ( Member(1)%NumElements < 1 )
| M1N2FBzi |  |  |  | (N/m) | ( NMembers < 1 ) .OR. ( Member(1)%NumElements < 2 )
| M1N3FBzi |  |  |  | (N/m) | ( NMembers < 1 ) .OR. ( Member(1)%NumElements < 3 )
| M1N4FBzi |  |  |  | (N/m) | ( NMembers < 1 ) .OR. ( Member(1)%NumElements < 4 )
| M1N5FBzi |  |  |  | (N/m) | ( NMembers < 1 ) .OR. ( Member(1)%NumElements < 5 )
| M1N6FBzi |  |  |  | (N/m) | ( NMembers < 1 ) .OR. ( Member(1)%NumElements < 6 )
| M1N7FBzi |  |  |  | (N/m) | ( NMembers < 1 ) .OR. ( Member(1)%NumElements < 7 )
| M1N8FBzi |  |  |  | (N/m) | ( NMembers < 1 ) .OR. ( Member(1)%NumElements < 8 )
| M1N9FBzi |  |  |  | (N/m) | ( NMembers < 1 ) .OR. ( Member(1)%NumElements < 9 )
| M2N1FBzi |  |  |  | (N/m) | ( NMembers < 2 ) .OR. ( Member(2)%NumElements < 1 )
| M2N2FBzi |  |  |  | (N/m) | ( NMembers < 2 ) .OR. ( Member(2)%NumElements < 2 )
| M2N3FBzi |  |  |  | (N/m) | ( NMembers < 2 ) .OR. ( Member(2)%NumElements < 3 )
| M2N4FBzi |  |  |  | (N/m) | ( NMembers < 2 ) .OR. ( Member(2)%NumElements < 4 )
| M2N5FBzi |  |  |  | (N/m) | ( NMembers < 2 ) .OR. ( Member(2)%NumElements < 5 )
| M2N6FBzi |  |  |  | (N/m) | ( NMembers < 2 ) .OR. ( Member(2)%NumElements < 6 )
| M2N7FBzi |  |  |  | (N/m) | ( NMembers < 2 ) .OR. ( Member(2)%NumElements < 7 )
| M2N8FBzi |  |  |  | (N/m) | ( NMembers < 2 ) .OR. ( Member(2)%NumElements < 8 )
| M2N9FBzi |  |  |  | (N/m) | ( NMembers < 2 ) .OR. ( Member(2)%NumElements < 9 )
| M3N1FBzi |  |  |  | (N/m) | ( NMembers < 3 ) .OR. ( Member(3)%NumElements < 1 )
| M3N2FBzi |  |  |  | (N/m) | ( NMembers < 3 ) .OR. ( Member(3)%NumElements < 2 )
| M3N3FBzi |  |  |  | (N/m) | ( NMembers < 3 ) .OR. ( Member(3)%NumElements < 3 )
| M3N4FBzi |  |  |  | (N/m) | ( NMembers < 3 ) .OR. ( Member(3)%NumElements < 4 )
| M3N5FBzi |  |  |  | (N/m) | ( NMembers < 3 ) .OR. ( Member(3)%NumElements < 5 )
| M3N6FBzi |  |  |  | (N/m) | ( NMembers < 3 ) .OR. ( Member(3)%NumElements < 6 )
| M3N7FBzi |  |  |  | (N/m) | ( NMembers < 3 ) .OR. ( Member(3)%NumElements < 7 )
| M3N8FBzi |  |  |  | (N/m) | ( NMembers < 3 ) .OR. ( Member(3)%NumElements < 8 )
| M3N9FBzi |  |  |  | (N/m) | ( NMembers < 3 ) .OR. ( Member(3)%NumElements < 9 )
| M4N1FBzi |  |  |  | (N/m) | ( NMembers < 4 ) .OR. ( Member(4)%NumElements < 1 )
| M4N2FBzi |  |  |  | (N/m) | ( NMembers < 4 ) .OR. ( Member(4)%NumElements < 2 )
| M4N3FBzi |  |  |  | (N/m) | ( NMembers < 4 ) .OR. ( Member(4)%NumElements < 3 )
| M4N4FBzi |  |  |  | (N/m) | ( NMembers < 4 ) .OR. ( Member(4)%NumElements < 4 )
| M4N5FBzi |  |  |  | (N/m) | ( NMembers < 4 ) .OR. ( Member(4)%NumElements < 5 )
| M4N6FBzi |  |  |  | (N/m) | ( NMembers < 4 ) .OR. ( Member(4)%NumElements < 6 )
| M4N7FBzi |  |  |  | (N/m) | ( NMembers < 4 ) .OR. ( Member(4)%NumElements < 7 )
| M4N8FBzi |  |  |  | (N/m) | ( NMembers < 4 ) .OR. ( Member(4)%NumElements < 8 )
| M4N9FBzi |  |  |  | (N/m) | ( NMembers < 4 ) .OR. ( Member(4)%NumElements < 9 )
| M5N1FBzi |  |  |  | (N/m) | ( NMembers < 5 ) .OR. ( Member(5)%NumElements < 1 )
| M5N2FBzi |  |  |  | (N/m) | ( NMembers < 5 ) .OR. ( Member(5)%NumElements < 2 )
| M5N3FBzi |  |  |  | (N/m) | ( NMembers < 5 ) .OR. ( Member(5)%NumElements < 3 )
| M5N4FBzi |  |  |  | (N/m) | ( NMembers < 5 ) .OR. ( Member(5)%NumElements < 4 )
| M5N5FBzi |  |  |  | (N/m) | ( NMembers < 5 ) .OR. ( Member(5)%NumElements < 5 )
| M5N6FBzi |  |  |  | (N/m) | ( NMembers < 5 ) .OR. ( Member(5)%NumElements < 6 )
| M5N7FBzi |  |  |  | (N/m) | ( NMembers < 5 ) .OR. ( Member(5)%NumElements < 7 )
| M5N8FBzi |  |  |  | (N/m) | ( NMembers < 5 ) .OR. ( Member(5)%NumElements < 8 )
| M5N9FBzi |  |  |  | (N/m) | ( NMembers < 5 ) .OR. ( Member(5)%NumElements < 9 )
| M6N1FBzi |  |  |  | (N/m) | ( NMembers < 6 ) .OR. ( Member(6)%NumElements < 1 )
| M6N2FBzi |  |  |  | (N/m) | ( NMembers < 6 ) .OR. ( Member(6)%NumElements < 2 )
| M6N3FBzi |  |  |  | (N/m) | ( NMembers < 6 ) .OR. ( Member(6)%NumElements < 3 )
| M6N4FBzi |  |  |  | (N/m) | ( NMembers < 6 ) .OR. ( Member(6)%NumElements < 4 )
| M6N5FBzi |  |  |  | (N/m) | ( NMembers < 6 ) .OR. ( Member(6)%NumElements < 5 )
| M6N6FBzi |  |  |  | (N/m) | ( NMembers < 6 ) .OR. ( Member(6)%NumElements < 6 )
| M6N7FBzi |  |  |  | (N/m) | ( NMembers < 6 ) .OR. ( Member(6)%NumElements < 7 )
| M6N8FBzi |  |  |  | (N/m) | ( NMembers < 6 ) .OR. ( Member(6)%NumElements < 8 )
| M6N9FBzi |  |  |  | (N/m) | ( NMembers < 6 ) .OR. ( Member(6)%NumElements < 9 )
| M7N1FBzi |  |  |  | (N/m) | ( NMembers < 7 ) .OR. ( Member(7)%NumElements < 1 )
| M7N2FBzi |  |  |  | (N/m) | ( NMembers < 7 ) .OR. ( Member(7)%NumElements < 2 )
| M7N3FBzi |  |  |  | (N/m) | ( NMembers < 7 ) .OR. ( Member(7)%NumElements < 3 )
| M7N4FBzi |  |  |  | (N/m) | ( NMembers < 7 ) .OR. ( Member(7)%NumElements < 4 )
| M7N5FBzi |  |  |  | (N/m) | ( NMembers < 7 ) .OR. ( Member(7)%NumElements < 5 )
| M7N6FBzi |  |  |  | (N/m) | ( NMembers < 7 ) .OR. ( Member(7)%NumElements < 6 )
| M7N7FBzi |  |  |  | (N/m) | ( NMembers < 7 ) .OR. ( Member(7)%NumElements < 7 )
| M7N8FBzi |  |  |  | (N/m) | ( NMembers < 7 ) .OR. ( Member(7)%NumElements < 8 )
| M7N9FBzi |  |  |  | (N/m) | ( NMembers < 7 ) .OR. ( Member(7)%NumElements < 9 )
| M8N1FBzi |  |  |  | (N/m) | ( NMembers < 8 ) .OR. ( Member(8)%NumElements < 1 )
| M8N2FBzi |  |  |  | (N/m) | ( NMembers < 8 ) .OR. ( Member(8)%NumElements < 2 )
| M8N3FBzi |  |  |  | (N/m) | ( NMembers < 8 ) .OR. ( Member(8)%NumElements < 3 )
| M8N4FBzi |  |  |  | (N/m) | ( NMembers < 8 ) .OR. ( Member(8)%NumElements < 4 )
| M8N5FBzi |  |  |  | (N/m) | ( NMembers < 8 ) .OR. ( Member(8)%NumElements < 5 )
| M8N6FBzi |  |  |  | (N/m) | ( NMembers < 8 ) .OR. ( Member(8)%NumElements < 6 )
| M8N7FBzi |  |  |  | (N/m) | ( NMembers < 8 ) .OR. ( Member(8)%NumElements < 7 )
| M8N8FBzi |  |  |  | (N/m) | ( NMembers < 8 ) .OR. ( Member(8)%NumElements < 8 )
| M8N9FBzi |  |  |  | (N/m) | ( NMembers < 8 ) .OR. ( Member(8)%NumElements < 9 )
| M9N1FBzi |  |  |  | (N/m) | ( NMembers < 9 ) .OR. ( Member(9)%NumElements < 1 )
| M9N2FBzi |  |  |  | (N/m) | ( NMembers < 9 ) .OR. ( Member(9)%NumElements < 2 )
| M9N3FBzi |  |  |  | (N/m) | ( NMembers < 9 ) .OR. ( Member(9)%NumElements < 3 )
| M9N4FBzi |  |  |  | (N/m) | ( NMembers < 9 ) .OR. ( Member(9)%NumElements < 4 )
| M9N5FBzi |  |  |  | (N/m) | ( NMembers < 9 ) .OR. ( Member(9)%NumElements < 5 )
| M9N6FBzi |  |  |  | (N/m) | ( NMembers < 9 ) .OR. ( Member(9)%NumElements < 6 )
| M9N7FBzi |  |  |  | (N/m) | ( NMembers < 9 ) .OR. ( Member(9)%NumElements < 7 )
| M9N8FBzi |  |  |  | (N/m) | ( NMembers < 9 ) .OR. ( Member(9)%NumElements < 8 )
| M9N9FBzi |  |  |  | (N/m) | ( NMembers < 9 ) .OR. ( Member(9)%NumElements < 9 )
| M1N1MBxi |  | x-component of the distributed bouyancy moment expressed in the inertial coordinate system |  | (N-m/m) | ( NMembers < 1 ) .OR. ( Member(1)%NumElements < 1 )
| M1N2MBxi |  |  |  | (N-m/m) | ( NMembers < 1 ) .OR. ( Member(1)%NumElements < 2 )
| M1N3MBxi |  |  |  | (N-m/m) | ( NMembers < 1 ) .OR. ( Member(1)%NumElements < 3 )
| M1N4MBxi |  |  |  | (N-m/m) | ( NMembers < 1 ) .OR. ( Member(1)%NumElements < 4 )
| M1N5MBxi |  |  |  | (N-m/m) | ( NMembers < 1 ) .OR. ( Member(1)%NumElements < 5 )
| M1N6MBxi |  |  |  | (N-m/m) | ( NMembers < 1 ) .OR. ( Member(1)%NumElements < 6 )
| M1N7MBxi |  |  |  | (N-m/m) | ( NMembers < 1 ) .OR. ( Member(1)%NumElements < 7 )
| M1N8MBxi |  |  |  | (N-m/m) | ( NMembers < 1 ) .OR. ( Member(1)%NumElements < 8 )
| M1N9MBxi |  |  |  | (N-m/m) | ( NMembers < 1 ) .OR. ( Member(1)%NumElements < 9 )
| M2N1MBxi |  |  |  | (N-m/m) | ( NMembers < 2 ) .OR. ( Member(2)%NumElements < 1 )
| M2N2MBxi |  |  |  | (N-m/m) | ( NMembers < 2 ) .OR. ( Member(2)%NumElements < 2 )
| M2N3MBxi |  |  |  | (N-m/m) | ( NMembers < 2 ) .OR. ( Member(2)%NumElements < 3 )
| M2N4MBxi |  |  |  | (N-m/m) | ( NMembers < 2 ) .OR. ( Member(2)%NumElements < 4 )
| M2N5MBxi |  |  |  | (N-m/m) | ( NMembers < 2 ) .OR. ( Member(2)%NumElements < 5 )
| M2N6MBxi |  |  |  | (N-m/m) | ( NMembers < 2 ) .OR. ( Member(2)%NumElements < 6 )
| M2N7MBxi |  |  |  | (N-m/m) | ( NMembers < 2 ) .OR. ( Member(2)%NumElements < 7 )
| M2N8MBxi |  |  |  | (N-m/m) | ( NMembers < 2 ) .OR. ( Member(2)%NumElements < 8 )
| M2N9MBxi |  |  |  | (N-m/m) | ( NMembers < 2 ) .OR. ( Member(2)%NumElements < 9 )
| M3N1MBxi |  |  |  | (N-m/m) | ( NMembers < 3 ) .OR. ( Member(3)%NumElements < 1 )
| M3N2MBxi |  |  |  | (N-m/m) | ( NMembers < 3 ) .OR. ( Member(3)%NumElements < 2 )
| M3N3MBxi |  |  |  | (N-m/m) | ( NMembers < 3 ) .OR. ( Member(3)%NumElements < 3 )
| M3N4MBxi |  |  |  | (N-m/m) | ( NMembers < 3 ) .OR. ( Member(3)%NumElements < 4 )
| M3N5MBxi |  |  |  | (N-m/m) | ( NMembers < 3 ) .OR. ( Member(3)%NumElements < 5 )
| M3N6MBxi |  |  |  | (N-m/m) | ( NMembers < 3 ) .OR. ( Member(3)%NumElements < 6 )
| M3N7MBxi |  |  |  | (N-m/m) | ( NMembers < 3 ) .OR. ( Member(3)%NumElements < 7 )
| M3N8MBxi |  |  |  | (N-m/m) | ( NMembers < 3 ) .OR. ( Member(3)%NumElements < 8 )
| M3N9MBxi |  |  |  | (N-m/m) | ( NMembers < 3 ) .OR. ( Member(3)%NumElements < 9 )
| M4N1MBxi |  |  |  | (N-m/m) | ( NMembers < 4 ) .OR. ( Member(4)%NumElements < 1 )
| M4N2MBxi |  |  |  | (N-m/m) | ( NMembers < 4 ) .OR. ( Member(4)%NumElements < 2 )
| M4N3MBxi |  |  |  | (N-m/m) | ( NMembers < 4 ) .OR. ( Member(4)%NumElements < 3 )
| M4N4MBxi |  |  |  | (N-m/m) | ( NMembers < 4 ) .OR. ( Member(4)%NumElements < 4 )
| M4N5MBxi |  |  |  | (N-m/m) | ( NMembers < 4 ) .OR. ( Member(4)%NumElements < 5 )
| M4N6MBxi |  |  |  | (N-m/m) | ( NMembers < 4 ) .OR. ( Member(4)%NumElements < 6 )
| M4N7MBxi |  |  |  | (N-m/m) | ( NMembers < 4 ) .OR. ( Member(4)%NumElements < 7 )
| M4N8MBxi |  |  |  | (N-m/m) | ( NMembers < 4 ) .OR. ( Member(4)%NumElements < 8 )
| M4N9MBxi |  |  |  | (N-m/m) | ( NMembers < 4 ) .OR. ( Member(4)%NumElements < 9 )
| M5N1MBxi |  |  |  | (N-m/m) | ( NMembers < 5 ) .OR. ( Member(5)%NumElements < 1 )
| M5N2MBxi |  |  |  | (N-m/m) | ( NMembers < 5 ) .OR. ( Member(5)%NumElements < 2 )
| M5N3MBxi |  |  |  | (N-m/m) | ( NMembers < 5 ) .OR. ( Member(5)%NumElements < 3 )
| M5N4MBxi |  |  |  | (N-m/m) | ( NMembers < 5 ) .OR. ( Member(5)%NumElements < 4 )
| M5N5MBxi |  |  |  | (N-m/m) | ( NMembers < 5 ) .OR. ( Member(5)%NumElements < 5 )
| M5N6MBxi |  |  |  | (N-m/m) | ( NMembers < 5 ) .OR. ( Member(5)%NumElements < 6 )
| M5N7MBxi |  |  |  | (N-m/m) | ( NMembers < 5 ) .OR. ( Member(5)%NumElements < 7 )
| M5N8MBxi |  |  |  | (N-m/m) | ( NMembers < 5 ) .OR. ( Member(5)%NumElements < 8 )
| M5N9MBxi |  |  |  | (N-m/m) | ( NMembers < 5 ) .OR. ( Member(5)%NumElements < 9 )
| M6N1MBxi |  |  |  | (N-m/m) | ( NMembers < 6 ) .OR. ( Member(6)%NumElements < 1 )
| M6N2MBxi |  |  |  | (N-m/m) | ( NMembers < 6 ) .OR. ( Member(6)%NumElements < 2 )
| M6N3MBxi |  |  |  | (N-m/m) | ( NMembers < 6 ) .OR. ( Member(6)%NumElements < 3 )
| M6N4MBxi |  |  |  | (N-m/m) | ( NMembers < 6 ) .OR. ( Member(6)%NumElements < 4 )
| M6N5MBxi |  |  |  | (N-m/m) | ( NMembers < 6 ) .OR. ( Member(6)%NumElements < 5 )
| M6N6MBxi |  |  |  | (N-m/m) | ( NMembers < 6 ) .OR. ( Member(6)%NumElements < 6 )
| M6N7MBxi |  |  |  | (N-m/m) | ( NMembers < 6 ) .OR. ( Member(6)%NumElements < 7 )
| M6N8MBxi |  |  |  | (N-m/m) | ( NMembers < 6 ) .OR. ( Member(6)%NumElements < 8 )
| M6N9MBxi |  |  |  | (N-m/m) | ( NMembers < 6 ) .OR. ( Member(6)%NumElements < 9 )
| M7N1MBxi |  |  |  | (N-m/m) | ( NMembers < 7 ) .OR. ( Member(7)%NumElements < 1 )
| M7N2MBxi |  |  |  | (N-m/m) | ( NMembers < 7 ) .OR. ( Member(7)%NumElements < 2 )
| M7N3MBxi |  |  |  | (N-m/m) | ( NMembers < 7 ) .OR. ( Member(7)%NumElements < 3 )
| M7N4MBxi |  |  |  | (N-m/m) | ( NMembers < 7 ) .OR. ( Member(7)%NumElements < 4 )
| M7N5MBxi |  |  |  | (N-m/m) | ( NMembers < 7 ) .OR. ( Member(7)%NumElements < 5 )
| M7N6MBxi |  |  |  | (N-m/m) | ( NMembers < 7 ) .OR. ( Member(7)%NumElements < 6 )
| M7N7MBxi |  |  |  | (N-m/m) | ( NMembers < 7 ) .OR. ( Member(7)%NumElements < 7 )
| M7N8MBxi |  |  |  | (N-m/m) | ( NMembers < 7 ) .OR. ( Member(7)%NumElements < 8 )
| M7N9MBxi |  |  |  | (N-m/m) | ( NMembers < 7 ) .OR. ( Member(7)%NumElements < 9 )
| M8N1MBxi |  |  |  | (N-m/m) | ( NMembers < 8 ) .OR. ( Member(8)%NumElements < 1 )
| M8N2MBxi |  |  |  | (N-m/m) | ( NMembers < 8 ) .OR. ( Member(8)%NumElements < 2 )
| M8N3MBxi |  |  |  | (N-m/m) | ( NMembers < 8 ) .OR. ( Member(8)%NumElements < 3 )
| M8N4MBxi |  |  |  | (N-m/m) | ( NMembers < 8 ) .OR. ( Member(8)%NumElements < 4 )
| M8N5MBxi |  |  |  | (N-m/m) | ( NMembers < 8 ) .OR. ( Member(8)%NumElements < 5 )
| M8N6MBxi |  |  |  | (N-m/m) | ( NMembers < 8 ) .OR. ( Member(8)%NumElements < 6 )
| M8N7MBxi |  |  |  | (N-m/m) | ( NMembers < 8 ) .OR. ( Member(8)%NumElements < 7 )
| M8N8MBxi |  |  |  | (N-m/m) | ( NMembers < 8 ) .OR. ( Member(8)%NumElements < 8 )
| M8N9MBxi |  |  |  | (N-m/m) | ( NMembers < 8 ) .OR. ( Member(8)%NumElements < 9 )
| M9N1MBxi |  |  |  | (N-m/m) | ( NMembers < 9 ) .OR. ( Member(9)%NumElements < 1 )
| M9N2MBxi |  |  |  | (N-m/m) | ( NMembers < 9 ) .OR. ( Member(9)%NumElements < 2 )
| M9N3MBxi |  |  |  | (N-m/m) | ( NMembers < 9 ) .OR. ( Member(9)%NumElements < 3 )
| M9N4MBxi |  |  |  | (N-m/m) | ( NMembers < 9 ) .OR. ( Member(9)%NumElements < 4 )
| M9N5MBxi |  |  |  | (N-m/m) | ( NMembers < 9 ) .OR. ( Member(9)%NumElements < 5 )
| M9N6MBxi |  |  |  | (N-m/m) | ( NMembers < 9 ) .OR. ( Member(9)%NumElements < 6 )
| M9N7MBxi |  |  |  | (N-m/m) | ( NMembers < 9 ) .OR. ( Member(9)%NumElements < 7 )
| M9N8MBxi |  |  |  | (N-m/m) | ( NMembers < 9 ) .OR. ( Member(9)%NumElements < 8 )
| M9N9MBxi |  |  |  | (N-m/m) | ( NMembers < 9 ) .OR. ( Member(9)%NumElements < 9 )
| M1N1MByi |  | y-component of the distributed bouyancy moment expressed in the inertial coordinate system |  | (N-m/m) | ( NMembers < 1 ) .OR. ( Member(1)%NumElements < 1 )
| M1N2MByi |  |  |  | (N-m/m) | ( NMembers < 1 ) .OR. ( Member(1)%NumElements < 2 )
| M1N3MByi |  |  |  | (N-m/m) | ( NMembers < 1 ) .OR. ( Member(1)%NumElements < 3 )
| M1N4MByi |  |  |  | (N-m/m) | ( NMembers < 1 ) .OR. ( Member(1)%NumElements < 4 )
| M1N5MByi |  |  |  | (N-m/m) | ( NMembers < 1 ) .OR. ( Member(1)%NumElements < 5 )
| M1N6MByi |  |  |  | (N-m/m) | ( NMembers < 1 ) .OR. ( Member(1)%NumElements < 6 )
| M1N7MByi |  |  |  | (N-m/m) | ( NMembers < 1 ) .OR. ( Member(1)%NumElements < 7 )
| M1N8MByi |  |  |  | (N-m/m) | ( NMembers < 1 ) .OR. ( Member(1)%NumElements < 8 )
| M1N9MByi |  |  |  | (N-m/m) | ( NMembers < 1 ) .OR. ( Member(1)%NumElements < 9 )
| M2N1MByi |  |  |  | (N-m/m) | ( NMembers < 2 ) .OR. ( Member(2)%NumElements < 1 )
| M2N2MByi |  |  |  | (N-m/m) | ( NMembers < 2 ) .OR. ( Member(2)%NumElements < 2 )
| M2N3MByi |  |  |  | (N-m/m) | ( NMembers < 2 ) .OR. ( Member(2)%NumElements < 3 )
| M2N4MByi |  |  |  | (N-m/m) | ( NMembers < 2 ) .OR. ( Member(2)%NumElements < 4 )
| M2N5MByi |  |  |  | (N-m/m) | ( NMembers < 2 ) .OR. ( Member(2)%NumElements < 5 )
| M2N6MByi |  |  |  | (N-m/m) | ( NMembers < 2 ) .OR. ( Member(2)%NumElements < 6 )
| M2N7MByi |  |  |  | (N-m/m) | ( NMembers < 2 ) .OR. ( Member(2)%NumElements < 7 )
| M2N8MByi |  |  |  | (N-m/m) | ( NMembers < 2 ) .OR. ( Member(2)%NumElements < 8 )
| M2N9MByi |  |  |  | (N-m/m) | ( NMembers < 2 ) .OR. ( Member(2)%NumElements < 9 )
| M3N1MByi |  |  |  | (N-m/m) | ( NMembers < 3 ) .OR. ( Member(3)%NumElements < 1 )
| M3N2MByi |  |  |  | (N-m/m) | ( NMembers < 3 ) .OR. ( Member(3)%NumElements < 2 )
| M3N3MByi |  |  |  | (N-m/m) | ( NMembers < 3 ) .OR. ( Member(3)%NumElements < 3 )
| M3N4MByi |  |  |  | (N-m/m) | ( NMembers < 3 ) .OR. ( Member(3)%NumElements < 4 )
| M3N5MByi |  |  |  | (N-m/m) | ( NMembers < 3 ) .OR. ( Member(3)%NumElements < 5 )
| M3N6MByi |  |  |  | (N-m/m) | ( NMembers < 3 ) .OR. ( Member(3)%NumElements < 6 )
| M3N7MByi |  |  |  | (N-m/m) | ( NMembers < 3 ) .OR. ( Member(3)%NumElements < 7 )
| M3N8MByi |  |  |  | (N-m/m) | ( NMembers < 3 ) .OR. ( Member(3)%NumElements < 8 )
| M3N9MByi |  |  |  | (N-m/m) | ( NMembers < 3 ) .OR. ( Member(3)%NumElements < 9 )
| M4N1MByi |  |  |  | (N-m/m) | ( NMembers < 4 ) .OR. ( Member(4)%NumElements < 1 )
| M4N2MByi |  |  |  | (N-m/m) | ( NMembers < 4 ) .OR. ( Member(4)%NumElements < 2 )
| M4N3MByi |  |  |  | (N-m/m) | ( NMembers < 4 ) .OR. ( Member(4)%NumElements < 3 )
| M4N4MByi |  |  |  | (N-m/m) | ( NMembers < 4 ) .OR. ( Member(4)%NumElements < 4 )
| M4N5MByi |  |  |  | (N-m/m) | ( NMembers < 4 ) .OR. ( Member(4)%NumElements < 5 )
| M4N6MByi |  |  |  | (N-m/m) | ( NMembers < 4 ) .OR. ( Member(4)%NumElements < 6 )
| M4N7MByi |  |  |  | (N-m/m) | ( NMembers < 4 ) .OR. ( Member(4)%NumElements < 7 )
| M4N8MByi |  |  |  | (N-m/m) | ( NMembers < 4 ) .OR. ( Member(4)%NumElements < 8 )
| M4N9MByi |  |  |  | (N-m/m) | ( NMembers < 4 ) .OR. ( Member(4)%NumElements < 9 )
| M5N1MByi |  |  |  | (N-m/m) | ( NMembers < 5 ) .OR. ( Member(5)%NumElements < 1 )
| M5N2MByi |  |  |  | (N-m/m) | ( NMembers < 5 ) .OR. ( Member(5)%NumElements < 2 )
| M5N3MByi |  |  |  | (N-m/m) | ( NMembers < 5 ) .OR. ( Member(5)%NumElements < 3 )
| M5N4MByi |  |  |  | (N-m/m) | ( NMembers < 5 ) .OR. ( Member(5)%NumElements < 4 )
| M5N5MByi |  |  |  | (N-m/m) | ( NMembers < 5 ) .OR. ( Member(5)%NumElements < 5 )
| M5N6MByi |  |  |  | (N-m/m) | ( NMembers < 5 ) .OR. ( Member(5)%NumElements < 6 )
| M5N7MByi |  |  |  | (N-m/m) | ( NMembers < 5 ) .OR. ( Member(5)%NumElements < 7 )
| M5N8MByi |  |  |  | (N-m/m) | ( NMembers < 5 ) .OR. ( Member(5)%NumElements < 8 )
| M5N9MByi |  |  |  | (N-m/m) | ( NMembers < 5 ) .OR. ( Member(5)%NumElements < 9 )
| M6N1MByi |  |  |  | (N-m/m) | ( NMembers < 6 ) .OR. ( Member(6)%NumElements < 1 )
| M6N2MByi |  |  |  | (N-m/m) | ( NMembers < 6 ) .OR. ( Member(6)%NumElements < 2 )
| M6N3MByi |  |  |  | (N-m/m) | ( NMembers < 6 ) .OR. ( Member(6)%NumElements < 3 )
| M6N4MByi |  |  |  | (N-m/m) | ( NMembers < 6 ) .OR. ( Member(6)%NumElements < 4 )
| M6N5MByi |  |  |  | (N-m/m) | ( NMembers < 6 ) .OR. ( Member(6)%NumElements < 5 )
| M6N6MByi |  |  |  | (N-m/m) | ( NMembers < 6 ) .OR. ( Member(6)%NumElements < 6 )
| M6N7MByi |  |  |  | (N-m/m) | ( NMembers < 6 ) .OR. ( Member(6)%NumElements < 7 )
| M6N8MByi |  |  |  | (N-m/m) | ( NMembers < 6 ) .OR. ( Member(6)%NumElements < 8 )
| M6N9MByi |  |  |  | (N-m/m) | ( NMembers < 6 ) .OR. ( Member(6)%NumElements < 9 )
| M7N1MByi |  |  |  | (N-m/m) | ( NMembers < 7 ) .OR. ( Member(7)%NumElements < 1 )
| M7N2MByi |  |  |  | (N-m/m) | ( NMembers < 7 ) .OR. ( Member(7)%NumElements < 2 )
| M7N3MByi |  |  |  | (N-m/m) | ( NMembers < 7 ) .OR. ( Member(7)%NumElements < 3 )
| M7N4MByi |  |  |  | (N-m/m) | ( NMembers < 7 ) .OR. ( Member(7)%NumElements < 4 )
| M7N5MByi |  |  |  | (N-m/m) | ( NMembers < 7 ) .OR. ( Member(7)%NumElements < 5 )
| M7N6MByi |  |  |  | (N-m/m) | ( NMembers < 7 ) .OR. ( Member(7)%NumElements < 6 )
| M7N7MByi |  |  |  | (N-m/m) | ( NMembers < 7 ) .OR. ( Member(7)%NumElements < 7 )
| M7N8MByi |  |  |  | (N-m/m) | ( NMembers < 7 ) .OR. ( Member(7)%NumElements < 8 )
| M7N9MByi |  |  |  | (N-m/m) | ( NMembers < 7 ) .OR. ( Member(7)%NumElements < 9 )
| M8N1MByi |  |  |  | (N-m/m) | ( NMembers < 8 ) .OR. ( Member(8)%NumElements < 1 )
| M8N2MByi |  |  |  | (N-m/m) | ( NMembers < 8 ) .OR. ( Member(8)%NumElements < 2 )
| M8N3MByi |  |  |  | (N-m/m) | ( NMembers < 8 ) .OR. ( Member(8)%NumElements < 3 )
| M8N4MByi |  |  |  | (N-m/m) | ( NMembers < 8 ) .OR. ( Member(8)%NumElements < 4 )
| M8N5MByi |  |  |  | (N-m/m) | ( NMembers < 8 ) .OR. ( Member(8)%NumElements < 5 )
| M8N6MByi |  |  |  | (N-m/m) | ( NMembers < 8 ) .OR. ( Member(8)%NumElements < 6 )
| M8N7MByi |  |  |  | (N-m/m) | ( NMembers < 8 ) .OR. ( Member(8)%NumElements < 7 )
| M8N8MByi |  |  |  | (N-m/m) | ( NMembers < 8 ) .OR. ( Member(8)%NumElements < 8 )
| M8N9MByi |  |  |  | (N-m/m) | ( NMembers < 8 ) .OR. ( Member(8)%NumElements < 9 )
| M9N1MByi |  |  |  | (N-m/m) | ( NMembers < 9 ) .OR. ( Member(9)%NumElements < 1 )
| M9N2MByi |  |  |  | (N-m/m) | ( NMembers < 9 ) .OR. ( Member(9)%NumElements < 2 )
| M9N3MByi |  |  |  | (N-m/m) | ( NMembers < 9 ) .OR. ( Member(9)%NumElements < 3 )
| M9N4MByi |  |  |  | (N-m/m) | ( NMembers < 9 ) .OR. ( Member(9)%NumElements < 4 )
| M9N5MByi |  |  |  | (N-m/m) | ( NMembers < 9 ) .OR. ( Member(9)%NumElements < 5 )
| M9N6MByi |  |  |  | (N-m/m) | ( NMembers < 9 ) .OR. ( Member(9)%NumElements < 6 )
| M9N7MByi |  |  |  | (N-m/m) | ( NMembers < 9 ) .OR. ( Member(9)%NumElements < 7 )
| M9N8MByi |  |  |  | (N-m/m) | ( NMembers < 9 ) .OR. ( Member(9)%NumElements < 8 )
| M9N9MByi |  |  |  | (N-m/m) | ( NMembers < 9 ) .OR. ( Member(9)%NumElements < 9 )
| M1N1MBzi |  | z-component of the distributed bouyancy moment expressed in the inertial coordinate system |  | (N-m/m) | ( NMembers < 1 ) .OR. ( Member(1)%NumElements < 1 )
| M1N2MBzi |  |  |  | (N-m/m) | ( NMembers < 1 ) .OR. ( Member(1)%NumElements < 2 )
| M1N3MBzi |  |  |  | (N-m/m) | ( NMembers < 1 ) .OR. ( Member(1)%NumElements < 3 )
| M1N4MBzi |  |  |  | (N-m/m) | ( NMembers < 1 ) .OR. ( Member(1)%NumElements < 4 )
| M1N5MBzi |  |  |  | (N-m/m) | ( NMembers < 1 ) .OR. ( Member(1)%NumElements < 5 )
| M1N6MBzi |  |  |  | (N-m/m) | ( NMembers < 1 ) .OR. ( Member(1)%NumElements < 6 )
| M1N7MBzi |  |  |  | (N-m/m) | ( NMembers < 1 ) .OR. ( Member(1)%NumElements < 7 )
| M1N8MBzi |  |  |  | (N-m/m) | ( NMembers < 1 ) .OR. ( Member(1)%NumElements < 8 )
| M1N9MBzi |  |  |  | (N-m/m) | ( NMembers < 1 ) .OR. ( Member(1)%NumElements < 9 )
| M2N1MBzi |  |  |  | (N-m/m) | ( NMembers < 2 ) .OR. ( Member(2)%NumElements < 1 )
| M2N2MBzi |  |  |  | (N-m/m) | ( NMembers < 2 ) .OR. ( Member(2)%NumElements < 2 )
| M2N3MBzi |  |  |  | (N-m/m) | ( NMembers < 2 ) .OR. ( Member(2)%NumElements < 3 )
| M2N4MBzi |  |  |  | (N-m/m) | ( NMembers < 2 ) .OR. ( Member(2)%NumElements < 4 )
| M2N5MBzi |  |  |  | (N-m/m) | ( NMembers < 2 ) .OR. ( Member(2)%NumElements < 5 )
| M2N6MBzi |  |  |  | (N-m/m) | ( NMembers < 2 ) .OR. ( Member(2)%NumElements < 6 )
| M2N7MBzi |  |  |  | (N-m/m) | ( NMembers < 2 ) .OR. ( Member(2)%NumElements < 7 )
| M2N8MBzi |  |  |  | (N-m/m) | ( NMembers < 2 ) .OR. ( Member(2)%NumElements < 8 )
| M2N9MBzi |  |  |  | (N-m/m) | ( NMembers < 2 ) .OR. ( Member(2)%NumElements < 9 )
| M3N1MBzi |  |  |  | (N-m/m) | ( NMembers < 3 ) .OR. ( Member(3)%NumElements < 1 )
| M3N2MBzi |  |  |  | (N-m/m) | ( NMembers < 3 ) .OR. ( Member(3)%NumElements < 2 )
| M3N3MBzi |  |  |  | (N-m/m) | ( NMembers < 3 ) .OR. ( Member(3)%NumElements < 3 )
| M3N4MBzi |  |  |  | (N-m/m) | ( NMembers < 3 ) .OR. ( Member(3)%NumElements < 4 )
| M3N5MBzi |  |  |  | (N-m/m) | ( NMembers < 3 ) .OR. ( Member(3)%NumElements < 5 )
| M3N6MBzi |  |  |  | (N-m/m) | ( NMembers < 3 ) .OR. ( Member(3)%NumElements < 6 )
| M3N7MBzi |  |  |  | (N-m/m) | ( NMembers < 3 ) .OR. ( Member(3)%NumElements < 7 )
| M3N8MBzi |  |  |  | (N-m/m) | ( NMembers < 3 ) .OR. ( Member(3)%NumElements < 8 )
| M3N9MBzi |  |  |  | (N-m/m) | ( NMembers < 3 ) .OR. ( Member(3)%NumElements < 9 )
| M4N1MBzi |  |  |  | (N-m/m) | ( NMembers < 4 ) .OR. ( Member(4)%NumElements < 1 )
| M4N2MBzi |  |  |  | (N-m/m) | ( NMembers < 4 ) .OR. ( Member(4)%NumElements < 2 )
| M4N3MBzi |  |  |  | (N-m/m) | ( NMembers < 4 ) .OR. ( Member(4)%NumElements < 3 )
| M4N4MBzi |  |  |  | (N-m/m) | ( NMembers < 4 ) .OR. ( Member(4)%NumElements < 4 )
| M4N5MBzi |  |  |  | (N-m/m) | ( NMembers < 4 ) .OR. ( Member(4)%NumElements < 5 )
| M4N6MBzi |  |  |  | (N-m/m) | ( NMembers < 4 ) .OR. ( Member(4)%NumElements < 6 )
| M4N7MBzi |  |  |  | (N-m/m) | ( NMembers < 4 ) .OR. ( Member(4)%NumElements < 7 )
| M4N8MBzi |  |  |  | (N-m/m) | ( NMembers < 4 ) .OR. ( Member(4)%NumElements < 8 )
| M4N9MBzi |  |  |  | (N-m/m) | ( NMembers < 4 ) .OR. ( Member(4)%NumElements < 9 )
| M5N1MBzi |  |  |  | (N-m/m) | ( NMembers < 5 ) .OR. ( Member(5)%NumElements < 1 )
| M5N2MBzi |  |  |  | (N-m/m) | ( NMembers < 5 ) .OR. ( Member(5)%NumElements < 2 )
| M5N3MBzi |  |  |  | (N-m/m) | ( NMembers < 5 ) .OR. ( Member(5)%NumElements < 3 )
| M5N4MBzi |  |  |  | (N-m/m) | ( NMembers < 5 ) .OR. ( Member(5)%NumElements < 4 )
| M5N5MBzi |  |  |  | (N-m/m) | ( NMembers < 5 ) .OR. ( Member(5)%NumElements < 5 )
| M5N6MBzi |  |  |  | (N-m/m) | ( NMembers < 5 ) .OR. ( Member(5)%NumElements < 6 )
| M5N7MBzi |  |  |  | (N-m/m) | ( NMembers < 5 ) .OR. ( Member(5)%NumElements < 7 )
| M5N8MBzi |  |  |  | (N-m/m) | ( NMembers < 5 ) .OR. ( Member(5)%NumElements < 8 )
| M5N9MBzi |  |  |  | (N-m/m) | ( NMembers < 5 ) .OR. ( Member(5)%NumElements < 9 )
| M6N1MBzi |  |  |  | (N-m/m) | ( NMembers < 6 ) .OR. ( Member(6)%NumElements < 1 )
| M6N2MBzi |  |  |  | (N-m/m) | ( NMembers < 6 ) .OR. ( Member(6)%NumElements < 2 )
| M6N3MBzi |  |  |  | (N-m/m) | ( NMembers < 6 ) .OR. ( Member(6)%NumElements < 3 )
| M6N4MBzi |  |  |  | (N-m/m) | ( NMembers < 6 ) .OR. ( Member(6)%NumElements < 4 )
| M6N5MBzi |  |  |  | (N-m/m) | ( NMembers < 6 ) .OR. ( Member(6)%NumElements < 5 )
| M6N6MBzi |  |  |  | (N-m/m) | ( NMembers < 6 ) .OR. ( Member(6)%NumElements < 6 )
| M6N7MBzi |  |  |  | (N-m/m) | ( NMembers < 6 ) .OR. ( Member(6)%NumElements < 7 )
| M6N8MBzi |  |  |  | (N-m/m) | ( NMembers < 6 ) .OR. ( Member(6)%NumElements < 8 )
| M6N9MBzi |  |  |  | (N-m/m) | ( NMembers < 6 ) .OR. ( Member(6)%NumElements < 9 )
| M7N1MBzi |  |  |  | (N-m/m) | ( NMembers < 7 ) .OR. ( Member(7)%NumElements < 1 )
| M7N2MBzi |  |  |  | (N-m/m) | ( NMembers < 7 ) .OR. ( Member(7)%NumElements < 2 )
| M7N3MBzi |  |  |  | (N-m/m) | ( NMembers < 7 ) .OR. ( Member(7)%NumElements < 3 )
| M7N4MBzi |  |  |  | (N-m/m) | ( NMembers < 7 ) .OR. ( Member(7)%NumElements < 4 )
| M7N5MBzi |  |  |  | (N-m/m) | ( NMembers < 7 ) .OR. ( Member(7)%NumElements < 5 )
| M7N6MBzi |  |  |  | (N-m/m) | ( NMembers < 7 ) .OR. ( Member(7)%NumElements < 6 )
| M7N7MBzi |  |  |  | (N-m/m) | ( NMembers < 7 ) .OR. ( Member(7)%NumElements < 7 )
| M7N8MBzi |  |  |  | (N-m/m) | ( NMembers < 7 ) .OR. ( Member(7)%NumElements < 8 )
| M7N9MBzi |  |  |  | (N-m/m) | ( NMembers < 7 ) .OR. ( Member(7)%NumElements < 9 )
| M8N1MBzi |  |  |  | (N-m/m) | ( NMembers < 8 ) .OR. ( Member(8)%NumElements < 1 )
| M8N2MBzi |  |  |  | (N-m/m) | ( NMembers < 8 ) .OR. ( Member(8)%NumElements < 2 )
| M8N3MBzi |  |  |  | (N-m/m) | ( NMembers < 8 ) .OR. ( Member(8)%NumElements < 3 )
| M8N4MBzi |  |  |  | (N-m/m) | ( NMembers < 8 ) .OR. ( Member(8)%NumElements < 4 )
| M8N5MBzi |  |  |  | (N-m/m) | ( NMembers < 8 ) .OR. ( Member(8)%NumElements < 5 )
| M8N6MBzi |  |  |  | (N-m/m) | ( NMembers < 8 ) .OR. ( Member(8)%NumElements < 6 )
| M8N7MBzi |  |  |  | (N-m/m) | ( NMembers < 8 ) .OR. ( Member(8)%NumElements < 7 )
| M8N8MBzi |  |  |  | (N-m/m) | ( NMembers < 8 ) .OR. ( Member(8)%NumElements < 8 )
| M8N9MBzi |  |  |  | (N-m/m) | ( NMembers < 8 ) .OR. ( Member(8)%NumElements < 9 )
| M9N1MBzi |  |  |  | (N-m/m) | ( NMembers < 9 ) .OR. ( Member(9)%NumElements < 1 )
| M9N2MBzi |  |  |  | (N-m/m) | ( NMembers < 9 ) .OR. ( Member(9)%NumElements < 2 )
| M9N3MBzi |  |  |  | (N-m/m) | ( NMembers < 9 ) .OR. ( Member(9)%NumElements < 3 )
| M9N4MBzi |  |  |  | (N-m/m) | ( NMembers < 9 ) .OR. ( Member(9)%NumElements < 4 )
| M9N5MBzi |  |  |  | (N-m/m) | ( NMembers < 9 ) .OR. ( Member(9)%NumElements < 5 )
| M9N6MBzi |  |  |  | (N-m/m) | ( NMembers < 9 ) .OR. ( Member(9)%NumElements < 6 )
| M9N7MBzi |  |  |  | (N-m/m) | ( NMembers < 9 ) .OR. ( Member(9)%NumElements < 7 )
| M9N8MBzi |  |  |  | (N-m/m) | ( NMembers < 9 ) .OR. ( Member(9)%NumElements < 8 )
| M9N9MBzi |  |  |  | (N-m/m) | ( NMembers < 9 ) .OR. ( Member(9)%NumElements < 9 )
| M1N1FBFxi |  | x-component of the distributed filled fluid bouyancy force expressed in the inertial coordinate system |  | (N/m) | ( NMembers < 1 ) .OR. ( Member(1)%NumElements < 1 )
| M1N2FBFxi |  |  |  | (N/m) | ( NMembers < 1 ) .OR. ( Member(1)%NumElements < 2 )
| M1N3FBFxi |  |  |  | (N/m) | ( NMembers < 1 ) .OR. ( Member(1)%NumElements < 3 )
| M1N4FBFxi |  |  |  | (N/m) | ( NMembers < 1 ) .OR. ( Member(1)%NumElements < 4 )
| M1N5FBFxi |  |  |  | (N/m) | ( NMembers < 1 ) .OR. ( Member(1)%NumElements < 5 )
| M1N6FBFxi |  |  |  | (N/m) | ( NMembers < 1 ) .OR. ( Member(1)%NumElements < 6 )
| M1N7FBFxi |  |  |  | (N/m) | ( NMembers < 1 ) .OR. ( Member(1)%NumElements < 7 )
| M1N8FBFxi |  |  |  | (N/m) | ( NMembers < 1 ) .OR. ( Member(1)%NumElements < 8 )
| M1N9FBFxi |  |  |  | (N/m) | ( NMembers < 1 ) .OR. ( Member(1)%NumElements < 9 )
| M2N1FBFxi |  |  |  | (N/m) | ( NMembers < 2 ) .OR. ( Member(2)%NumElements < 1 )
| M2N2FBFxi |  |  |  | (N/m) | ( NMembers < 2 ) .OR. ( Member(2)%NumElements < 2 )
| M2N3FBFxi |  |  |  | (N/m) | ( NMembers < 2 ) .OR. ( Member(2)%NumElements < 3 )
| M2N4FBFxi |  |  |  | (N/m) | ( NMembers < 2 ) .OR. ( Member(2)%NumElements < 4 )
| M2N5FBFxi |  |  |  | (N/m) | ( NMembers < 2 ) .OR. ( Member(2)%NumElements < 5 )
| M2N6FBFxi |  |  |  | (N/m) | ( NMembers < 2 ) .OR. ( Member(2)%NumElements < 6 )
| M2N7FBFxi |  |  |  | (N/m) | ( NMembers < 2 ) .OR. ( Member(2)%NumElements < 7 )
| M2N8FBFxi |  |  |  | (N/m) | ( NMembers < 2 ) .OR. ( Member(2)%NumElements < 8 )
| M2N9FBFxi |  |  |  | (N/m) | ( NMembers < 2 ) .OR. ( Member(2)%NumElements < 9 )
| M3N1FBFxi |  |  |  | (N/m) | ( NMembers < 3 ) .OR. ( Member(3)%NumElements < 1 )
| M3N2FBFxi |  |  |  | (N/m) | ( NMembers < 3 ) .OR. ( Member(3)%NumElements < 2 )
| M3N3FBFxi |  |  |  | (N/m) | ( NMembers < 3 ) .OR. ( Member(3)%NumElements < 3 )
| M3N4FBFxi |  |  |  | (N/m) | ( NMembers < 3 ) .OR. ( Member(3)%NumElements < 4 )
| M3N5FBFxi |  |  |  | (N/m) | ( NMembers < 3 ) .OR. ( Member(3)%NumElements < 5 )
| M3N6FBFxi |  |  |  | (N/m) | ( NMembers < 3 ) .OR. ( Member(3)%NumElements < 6 )
| M3N7FBFxi |  |  |  | (N/m) | ( NMembers < 3 ) .OR. ( Member(3)%NumElements < 7 )
| M3N8FBFxi |  |  |  | (N/m) | ( NMembers < 3 ) .OR. ( Member(3)%NumElements < 8 )
| M3N9FBFxi |  |  |  | (N/m) | ( NMembers < 3 ) .OR. ( Member(3)%NumElements < 9 )
| M4N1FBFxi |  |  |  | (N/m) | ( NMembers < 4 ) .OR. ( Member(4)%NumElements < 1 )
| M4N2FBFxi |  |  |  | (N/m) | ( NMembers < 4 ) .OR. ( Member(4)%NumElements < 2 )
| M4N3FBFxi |  |  |  | (N/m) | ( NMembers < 4 ) .OR. ( Member(4)%NumElements < 3 )
| M4N4FBFxi |  |  |  | (N/m) | ( NMembers < 4 ) .OR. ( Member(4)%NumElements < 4 )
| M4N5FBFxi |  |  |  | (N/m) | ( NMembers < 4 ) .OR. ( Member(4)%NumElements < 5 )
| M4N6FBFxi |  |  |  | (N/m) | ( NMembers < 4 ) .OR. ( Member(4)%NumElements < 6 )
| M4N7FBFxi |  |  |  | (N/m) | ( NMembers < 4 ) .OR. ( Member(4)%NumElements < 7 )
| M4N8FBFxi |  |  |  | (N/m) | ( NMembers < 4 ) .OR. ( Member(4)%NumElements < 8 )
| M4N9FBFxi |  |  |  | (N/m) | ( NMembers < 4 ) .OR. ( Member(4)%NumElements < 9 )
| M5N1FBFxi |  |  |  | (N/m) | ( NMembers < 5 ) .OR. ( Member(5)%NumElements < 1 )
| M5N2FBFxi |  |  |  | (N/m) | ( NMembers < 5 ) .OR. ( Member(5)%NumElements < 2 )
| M5N3FBFxi |  |  |  | (N/m) | ( NMembers < 5 ) .OR. ( Member(5)%NumElements < 3 )
| M5N4FBFxi |  |  |  | (N/m) | ( NMembers < 5 ) .OR. ( Member(5)%NumElements < 4 )
| M5N5FBFxi |  |  |  | (N/m) | ( NMembers < 5 ) .OR. ( Member(5)%NumElements < 5 )
| M5N6FBFxi |  |  |  | (N/m) | ( NMembers < 5 ) .OR. ( Member(5)%NumElements < 6 )
| M5N7FBFxi |  |  |  | (N/m) | ( NMembers < 5 ) .OR. ( Member(5)%NumElements < 7 )
| M5N8FBFxi |  |  |  | (N/m) | ( NMembers < 5 ) .OR. ( Member(5)%NumElements < 8 )
| M5N9FBFxi |  |  |  | (N/m) | ( NMembers < 5 ) .OR. ( Member(5)%NumElements < 9 )
| M6N1FBFxi |  |  |  | (N/m) | ( NMembers < 6 ) .OR. ( Member(6)%NumElements < 1 )
| M6N2FBFxi |  |  |  | (N/m) | ( NMembers < 6 ) .OR. ( Member(6)%NumElements < 2 )
| M6N3FBFxi |  |  |  | (N/m) | ( NMembers < 6 ) .OR. ( Member(6)%NumElements < 3 )
| M6N4FBFxi |  |  |  | (N/m) | ( NMembers < 6 ) .OR. ( Member(6)%NumElements < 4 )
| M6N5FBFxi |  |  |  | (N/m) | ( NMembers < 6 ) .OR. ( Member(6)%NumElements < 5 )
| M6N6FBFxi |  |  |  | (N/m) | ( NMembers < 6 ) .OR. ( Member(6)%NumElements < 6 )
| M6N7FBFxi |  |  |  | (N/m) | ( NMembers < 6 ) .OR. ( Member(6)%NumElements < 7 )
| M6N8FBFxi |  |  |  | (N/m) | ( NMembers < 6 ) .OR. ( Member(6)%NumElements < 8 )
| M6N9FBFxi |  |  |  | (N/m) | ( NMembers < 6 ) .OR. ( Member(6)%NumElements < 9 )
| M7N1FBFxi |  |  |  | (N/m) | ( NMembers < 7 ) .OR. ( Member(7)%NumElements < 1 )
| M7N2FBFxi |  |  |  | (N/m) | ( NMembers < 7 ) .OR. ( Member(7)%NumElements < 2 )
| M7N3FBFxi |  |  |  | (N/m) | ( NMembers < 7 ) .OR. ( Member(7)%NumElements < 3 )
| M7N4FBFxi |  |  |  | (N/m) | ( NMembers < 7 ) .OR. ( Member(7)%NumElements < 4 )
| M7N5FBFxi |  |  |  | (N/m) | ( NMembers < 7 ) .OR. ( Member(7)%NumElements < 5 )
| M7N6FBFxi |  |  |  | (N/m) | ( NMembers < 7 ) .OR. ( Member(7)%NumElements < 6 )
| M7N7FBFxi |  |  |  | (N/m) | ( NMembers < 7 ) .OR. ( Member(7)%NumElements < 7 )
| M7N8FBFxi |  |  |  | (N/m) | ( NMembers < 7 ) .OR. ( Member(7)%NumElements < 8 )
| M7N9FBFxi |  |  |  | (N/m) | ( NMembers < 7 ) .OR. ( Member(7)%NumElements < 9 )
| M8N1FBFxi |  |  |  | (N/m) | ( NMembers < 8 ) .OR. ( Member(8)%NumElements < 1 )
| M8N2FBFxi |  |  |  | (N/m) | ( NMembers < 8 ) .OR. ( Member(8)%NumElements < 2 )
| M8N3FBFxi |  |  |  | (N/m) | ( NMembers < 8 ) .OR. ( Member(8)%NumElements < 3 )
| M8N4FBFxi |  |  |  | (N/m) | ( NMembers < 8 ) .OR. ( Member(8)%NumElements < 4 )
| M8N5FBFxi |  |  |  | (N/m) | ( NMembers < 8 ) .OR. ( Member(8)%NumElements < 5 )
| M8N6FBFxi |  |  |  | (N/m) | ( NMembers < 8 ) .OR. ( Member(8)%NumElements < 6 )
| M8N7FBFxi |  |  |  | (N/m) | ( NMembers < 8 ) .OR. ( Member(8)%NumElements < 7 )
| M8N8FBFxi |  |  |  | (N/m) | ( NMembers < 8 ) .OR. ( Member(8)%NumElements < 8 )
| M8N9FBFxi |  |  |  | (N/m) | ( NMembers < 8 ) .OR. ( Member(8)%NumElements < 9 )
| M9N1FBFxi |  |  |  | (N/m) | ( NMembers < 9 ) .OR. ( Member(9)%NumElements < 1 )
| M9N2FBFxi |  |  |  | (N/m) | ( NMembers < 9 ) .OR. ( Member(9)%NumElements < 2 )
| M9N3FBFxi |  |  |  | (N/m) | ( NMembers < 9 ) .OR. ( Member(9)%NumElements < 3 )
| M9N4FBFxi |  |  |  | (N/m) | ( NMembers < 9 ) .OR. ( Member(9)%NumElements < 4 )
| M9N5FBFxi |  |  |  | (N/m) | ( NMembers < 9 ) .OR. ( Member(9)%NumElements < 5 )
| M9N6FBFxi |  |  |  | (N/m) | ( NMembers < 9 ) .OR. ( Member(9)%NumElements < 6 )
| M9N7FBFxi |  |  |  | (N/m) | ( NMembers < 9 ) .OR. ( Member(9)%NumElements < 7 )
| M9N8FBFxi |  |  |  | (N/m) | ( NMembers < 9 ) .OR. ( Member(9)%NumElements < 8 )
| M9N9FBFxi |  |  |  | (N/m) | ( NMembers < 9 ) .OR. ( Member(9)%NumElements < 9 )
| M1N1FBFyi |  | y-component of the distributed filled fluid bouyancy force expressed in the inertial coordinate system |  | (N/m) | ( NMembers < 1 ) .OR. ( Member(1)%NumElements < 1 )
| M1N2FBFyi |  |  |  | (N/m) | ( NMembers < 1 ) .OR. ( Member(1)%NumElements < 2 )
| M1N3FBFyi |  |  |  | (N/m) | ( NMembers < 1 ) .OR. ( Member(1)%NumElements < 3 )
| M1N4FBFyi |  |  |  | (N/m) | ( NMembers < 1 ) .OR. ( Member(1)%NumElements < 4 )
| M1N5FBFyi |  |  |  | (N/m) | ( NMembers < 1 ) .OR. ( Member(1)%NumElements < 5 )
| M1N6FBFyi |  |  |  | (N/m) | ( NMembers < 1 ) .OR. ( Member(1)%NumElements < 6 )
| M1N7FBFyi |  |  |  | (N/m) | ( NMembers < 1 ) .OR. ( Member(1)%NumElements < 7 )
| M1N8FBFyi |  |  |  | (N/m) | ( NMembers < 1 ) .OR. ( Member(1)%NumElements < 8 )
| M1N9FBFyi |  |  |  | (N/m) | ( NMembers < 1 ) .OR. ( Member(1)%NumElements < 9 )
| M2N1FBFyi |  |  |  | (N/m) | ( NMembers < 2 ) .OR. ( Member(2)%NumElements < 1 )
| M2N2FBFyi |  |  |  | (N/m) | ( NMembers < 2 ) .OR. ( Member(2)%NumElements < 2 )
| M2N3FBFyi |  |  |  | (N/m) | ( NMembers < 2 ) .OR. ( Member(2)%NumElements < 3 )
| M2N4FBFyi |  |  |  | (N/m) | ( NMembers < 2 ) .OR. ( Member(2)%NumElements < 4 )
| M2N5FBFyi |  |  |  | (N/m) | ( NMembers < 2 ) .OR. ( Member(2)%NumElements < 5 )
| M2N6FBFyi |  |  |  | (N/m) | ( NMembers < 2 ) .OR. ( Member(2)%NumElements < 6 )
| M2N7FBFyi |  |  |  | (N/m) | ( NMembers < 2 ) .OR. ( Member(2)%NumElements < 7 )
| M2N8FBFyi |  |  |  | (N/m) | ( NMembers < 2 ) .OR. ( Member(2)%NumElements < 8 )
| M2N9FBFyi |  |  |  | (N/m) | ( NMembers < 2 ) .OR. ( Member(2)%NumElements < 9 )
| M3N1FBFyi |  |  |  | (N/m) | ( NMembers < 3 ) .OR. ( Member(3)%NumElements < 1 )
| M3N2FBFyi |  |  |  | (N/m) | ( NMembers < 3 ) .OR. ( Member(3)%NumElements < 2 )
| M3N3FBFyi |  |  |  | (N/m) | ( NMembers < 3 ) .OR. ( Member(3)%NumElements < 3 )
| M3N4FBFyi |  |  |  | (N/m) | ( NMembers < 3 ) .OR. ( Member(3)%NumElements < 4 )
| M3N5FBFyi |  |  |  | (N/m) | ( NMembers < 3 ) .OR. ( Member(3)%NumElements < 5 )
| M3N6FBFyi |  |  |  | (N/m) | ( NMembers < 3 ) .OR. ( Member(3)%NumElements < 6 )
| M3N7FBFyi |  |  |  | (N/m) | ( NMembers < 3 ) .OR. ( Member(3)%NumElements < 7 )
| M3N8FBFyi |  |  |  | (N/m) | ( NMembers < 3 ) .OR. ( Member(3)%NumElements < 8 )
| M3N9FBFyi |  |  |  | (N/m) | ( NMembers < 3 ) .OR. ( Member(3)%NumElements < 9 )
| M4N1FBFyi |  |  |  | (N/m) | ( NMembers < 4 ) .OR. ( Member(4)%NumElements < 1 )
| M4N2FBFyi |  |  |  | (N/m) | ( NMembers < 4 ) .OR. ( Member(4)%NumElements < 2 )
| M4N3FBFyi |  |  |  | (N/m) | ( NMembers < 4 ) .OR. ( Member(4)%NumElements < 3 )
| M4N4FBFyi |  |  |  | (N/m) | ( NMembers < 4 ) .OR. ( Member(4)%NumElements < 4 )
| M4N5FBFyi |  |  |  | (N/m) | ( NMembers < 4 ) .OR. ( Member(4)%NumElements < 5 )
| M4N6FBFyi |  |  |  | (N/m) | ( NMembers < 4 ) .OR. ( Member(4)%NumElements < 6 )
| M4N7FBFyi |  |  |  | (N/m) | ( NMembers < 4 ) .OR. ( Member(4)%NumElements < 7 )
| M4N8FBFyi |  |  |  | (N/m) | ( NMembers < 4 ) .OR. ( Member(4)%NumElements < 8 )
| M4N9FBFyi |  |  |  | (N/m) | ( NMembers < 4 ) .OR. ( Member(4)%NumElements < 9 )
| M5N1FBFyi |  |  |  | (N/m) | ( NMembers < 5 ) .OR. ( Member(5)%NumElements < 1 )
| M5N2FBFyi |  |  |  | (N/m) | ( NMembers < 5 ) .OR. ( Member(5)%NumElements < 2 )
| M5N3FBFyi |  |  |  | (N/m) | ( NMembers < 5 ) .OR. ( Member(5)%NumElements < 3 )
| M5N4FBFyi |  |  |  | (N/m) | ( NMembers < 5 ) .OR. ( Member(5)%NumElements < 4 )
| M5N5FBFyi |  |  |  | (N/m) | ( NMembers < 5 ) .OR. ( Member(5)%NumElements < 5 )
| M5N6FBFyi |  |  |  | (N/m) | ( NMembers < 5 ) .OR. ( Member(5)%NumElements < 6 )
| M5N7FBFyi |  |  |  | (N/m) | ( NMembers < 5 ) .OR. ( Member(5)%NumElements < 7 )
| M5N8FBFyi |  |  |  | (N/m) | ( NMembers < 5 ) .OR. ( Member(5)%NumElements < 8 )
| M5N9FBFyi |  |  |  | (N/m) | ( NMembers < 5 ) .OR. ( Member(5)%NumElements < 9 )
| M6N1FBFyi |  |  |  | (N/m) | ( NMembers < 6 ) .OR. ( Member(6)%NumElements < 1 )
| M6N2FBFyi |  |  |  | (N/m) | ( NMembers < 6 ) .OR. ( Member(6)%NumElements < 2 )
| M6N3FBFyi |  |  |  | (N/m) | ( NMembers < 6 ) .OR. ( Member(6)%NumElements < 3 )
| M6N4FBFyi |  |  |  | (N/m) | ( NMembers < 6 ) .OR. ( Member(6)%NumElements < 4 )
| M6N5FBFyi |  |  |  | (N/m) | ( NMembers < 6 ) .OR. ( Member(6)%NumElements < 5 )
| M6N6FBFyi |  |  |  | (N/m) | ( NMembers < 6 ) .OR. ( Member(6)%NumElements < 6 )
| M6N7FBFyi |  |  |  | (N/m) | ( NMembers < 6 ) .OR. ( Member(6)%NumElements < 7 )
| M6N8FBFyi |  |  |  | (N/m) | ( NMembers < 6 ) .OR. ( Member(6)%NumElements < 8 )
| M6N9FBFyi |  |  |  | (N/m) | ( NMembers < 6 ) .OR. ( Member(6)%NumElements < 9 )
| M7N1FBFyi |  |  |  | (N/m) | ( NMembers < 7 ) .OR. ( Member(7)%NumElements < 1 )
| M7N2FBFyi |  |  |  | (N/m) | ( NMembers < 7 ) .OR. ( Member(7)%NumElements < 2 )
| M7N3FBFyi |  |  |  | (N/m) | ( NMembers < 7 ) .OR. ( Member(7)%NumElements < 3 )
| M7N4FBFyi |  |  |  | (N/m) | ( NMembers < 7 ) .OR. ( Member(7)%NumElements < 4 )
| M7N5FBFyi |  |  |  | (N/m) | ( NMembers < 7 ) .OR. ( Member(7)%NumElements < 5 )
| M7N6FBFyi |  |  |  | (N/m) | ( NMembers < 7 ) .OR. ( Member(7)%NumElements < 6 )
| M7N7FBFyi |  |  |  | (N/m) | ( NMembers < 7 ) .OR. ( Member(7)%NumElements < 7 )
| M7N8FBFyi |  |  |  | (N/m) | ( NMembers < 7 ) .OR. ( Member(7)%NumElements < 8 )
| M7N9FBFyi |  |  |  | (N/m) | ( NMembers < 7 ) .OR. ( Member(7)%NumElements < 9 )
| M8N1FBFyi |  |  |  | (N/m) | ( NMembers < 8 ) .OR. ( Member(8)%NumElements < 1 )
| M8N2FBFyi |  |  |  | (N/m) | ( NMembers < 8 ) .OR. ( Member(8)%NumElements < 2 )
| M8N3FBFyi |  |  |  | (N/m) | ( NMembers < 8 ) .OR. ( Member(8)%NumElements < 3 )
| M8N4FBFyi |  |  |  | (N/m) | ( NMembers < 8 ) .OR. ( Member(8)%NumElements < 4 )
| M8N5FBFyi |  |  |  | (N/m) | ( NMembers < 8 ) .OR. ( Member(8)%NumElements < 5 )
| M8N6FBFyi |  |  |  | (N/m) | ( NMembers < 8 ) .OR. ( Member(8)%NumElements < 6 )
| M8N7FBFyi |  |  |  | (N/m) | ( NMembers < 8 ) .OR. ( Member(8)%NumElements < 7 )
| M8N8FBFyi |  |  |  | (N/m) | ( NMembers < 8 ) .OR. ( Member(8)%NumElements < 8 )
| M8N9FBFyi |  |  |  | (N/m) | ( NMembers < 8 ) .OR. ( Member(8)%NumElements < 9 )
| M9N1FBFyi |  |  |  | (N/m) | ( NMembers < 9 ) .OR. ( Member(9)%NumElements < 1 )
| M9N2FBFyi |  |  |  | (N/m) | ( NMembers < 9 ) .OR. ( Member(9)%NumElements < 2 )
| M9N3FBFyi |  |  |  | (N/m) | ( NMembers < 9 ) .OR. ( Member(9)%NumElements < 3 )
| M9N4FBFyi |  |  |  | (N/m) | ( NMembers < 9 ) .OR. ( Member(9)%NumElements < 4 )
| M9N5FBFyi |  |  |  | (N/m) | ( NMembers < 9 ) .OR. ( Member(9)%NumElements < 5 )
| M9N6FBFyi |  |  |  | (N/m) | ( NMembers < 9 ) .OR. ( Member(9)%NumElements < 6 )
| M9N7FBFyi |  |  |  | (N/m) | ( NMembers < 9 ) .OR. ( Member(9)%NumElements < 7 )
| M9N8FBFyi |  |  |  | (N/m) | ( NMembers < 9 ) .OR. ( Member(9)%NumElements < 8 )
| M9N9FBFyi |  |  |  | (N/m) | ( NMembers < 9 ) .OR. ( Member(9)%NumElements < 9 )
| M1N1FBFzi |  | z-component of the distributed filled fluid bouyancy force expressed in the inertial coordinate system |  | (N/m) | ( NMembers < 1 ) .OR. ( Member(1)%NumElements < 1 )
| M1N2FBFzi |  |  |  | (N/m) | ( NMembers < 1 ) .OR. ( Member(1)%NumElements < 2 )
| M1N3FBFzi |  |  |  | (N/m) | ( NMembers < 1 ) .OR. ( Member(1)%NumElements < 3 )
| M1N4FBFzi |  |  |  | (N/m) | ( NMembers < 1 ) .OR. ( Member(1)%NumElements < 4 )
| M1N5FBFzi |  |  |  | (N/m) | ( NMembers < 1 ) .OR. ( Member(1)%NumElements < 5 )
| M1N6FBFzi |  |  |  | (N/m) | ( NMembers < 1 ) .OR. ( Member(1)%NumElements < 6 )
| M1N7FBFzi |  |  |  | (N/m) | ( NMembers < 1 ) .OR. ( Member(1)%NumElements < 7 )
| M1N8FBFzi |  |  |  | (N/m) | ( NMembers < 1 ) .OR. ( Member(1)%NumElements < 8 )
| M1N9FBFzi |  |  |  | (N/m) | ( NMembers < 1 ) .OR. ( Member(1)%NumElements < 9 )
| M2N1FBFzi |  |  |  | (N/m) | ( NMembers < 2 ) .OR. ( Member(2)%NumElements < 1 )
| M2N2FBFzi |  |  |  | (N/m) | ( NMembers < 2 ) .OR. ( Member(2)%NumElements < 2 )
| M2N3FBFzi |  |  |  | (N/m) | ( NMembers < 2 ) .OR. ( Member(2)%NumElements < 3 )
| M2N4FBFzi |  |  |  | (N/m) | ( NMembers < 2 ) .OR. ( Member(2)%NumElements < 4 )
| M2N5FBFzi |  |  |  | (N/m) | ( NMembers < 2 ) .OR. ( Member(2)%NumElements < 5 )
| M2N6FBFzi |  |  |  | (N/m) | ( NMembers < 2 ) .OR. ( Member(2)%NumElements < 6 )
| M2N7FBFzi |  |  |  | (N/m) | ( NMembers < 2 ) .OR. ( Member(2)%NumElements < 7 )
| M2N8FBFzi |  |  |  | (N/m) | ( NMembers < 2 ) .OR. ( Member(2)%NumElements < 8 )
| M2N9FBFzi |  |  |  | (N/m) | ( NMembers < 2 ) .OR. ( Member(2)%NumElements < 9 )
| M3N1FBFzi |  |  |  | (N/m) | ( NMembers < 3 ) .OR. ( Member(3)%NumElements < 1 )
| M3N2FBFzi |  |  |  | (N/m) | ( NMembers < 3 ) .OR. ( Member(3)%NumElements < 2 )
| M3N3FBFzi |  |  |  | (N/m) | ( NMembers < 3 ) .OR. ( Member(3)%NumElements < 3 )
| M3N4FBFzi |  |  |  | (N/m) | ( NMembers < 3 ) .OR. ( Member(3)%NumElements < 4 )
| M3N5FBFzi |  |  |  | (N/m) | ( NMembers < 3 ) .OR. ( Member(3)%NumElements < 5 )
| M3N6FBFzi |  |  |  | (N/m) | ( NMembers < 3 ) .OR. ( Member(3)%NumElements < 6 )
| M3N7FBFzi |  |  |  | (N/m) | ( NMembers < 3 ) .OR. ( Member(3)%NumElements < 7 )
| M3N8FBFzi |  |  |  | (N/m) | ( NMembers < 3 ) .OR. ( Member(3)%NumElements < 8 )
| M3N9FBFzi |  |  |  | (N/m) | ( NMembers < 3 ) .OR. ( Member(3)%NumElements < 9 )
| M4N1FBFzi |  |  |  | (N/m) | ( NMembers < 4 ) .OR. ( Member(4)%NumElements < 1 )
| M4N2FBFzi |  |  |  | (N/m) | ( NMembers < 4 ) .OR. ( Member(4)%NumElements < 2 )
| M4N3FBFzi |  |  |  | (N/m) | ( NMembers < 4 ) .OR. ( Member(4)%NumElements < 3 )
| M4N4FBFzi |  |  |  | (N/m) | ( NMembers < 4 ) .OR. ( Member(4)%NumElements < 4 )
| M4N5FBFzi |  |  |  | (N/m) | ( NMembers < 4 ) .OR. ( Member(4)%NumElements < 5 )
| M4N6FBFzi |  |  |  | (N/m) | ( NMembers < 4 ) .OR. ( Member(4)%NumElements < 6 )
| M4N7FBFzi |  |  |  | (N/m) | ( NMembers < 4 ) .OR. ( Member(4)%NumElements < 7 )
| M4N8FBFzi |  |  |  | (N/m) | ( NMembers < 4 ) .OR. ( Member(4)%NumElements < 8 )
| M4N9FBFzi |  |  |  | (N/m) | ( NMembers < 4 ) .OR. ( Member(4)%NumElements < 9 )
| M5N1FBFzi |  |  |  | (N/m) | ( NMembers < 5 ) .OR. ( Member(5)%NumElements < 1 )
| M5N2FBFzi |  |  |  | (N/m) | ( NMembers < 5 ) .OR. ( Member(5)%NumElements < 2 )
| M5N3FBFzi |  |  |  | (N/m) | ( NMembers < 5 ) .OR. ( Member(5)%NumElements < 3 )
| M5N4FBFzi |  |  |  | (N/m) | ( NMembers < 5 ) .OR. ( Member(5)%NumElements < 4 )
| M5N5FBFzi |  |  |  | (N/m) | ( NMembers < 5 ) .OR. ( Member(5)%NumElements < 5 )
| M5N6FBFzi |  |  |  | (N/m) | ( NMembers < 5 ) .OR. ( Member(5)%NumElements < 6 )
| M5N7FBFzi |  |  |  | (N/m) | ( NMembers < 5 ) .OR. ( Member(5)%NumElements < 7 )
| M5N8FBFzi |  |  |  | (N/m) | ( NMembers < 5 ) .OR. ( Member(5)%NumElements < 8 )
| M5N9FBFzi |  |  |  | (N/m) | ( NMembers < 5 ) .OR. ( Member(5)%NumElements < 9 )
| M6N1FBFzi |  |  |  | (N/m) | ( NMembers < 6 ) .OR. ( Member(6)%NumElements < 1 )
| M6N2FBFzi |  |  |  | (N/m) | ( NMembers < 6 ) .OR. ( Member(6)%NumElements < 2 )
| M6N3FBFzi |  |  |  | (N/m) | ( NMembers < 6 ) .OR. ( Member(6)%NumElements < 3 )
| M6N4FBFzi |  |  |  | (N/m) | ( NMembers < 6 ) .OR. ( Member(6)%NumElements < 4 )
| M6N5FBFzi |  |  |  | (N/m) | ( NMembers < 6 ) .OR. ( Member(6)%NumElements < 5 )
| M6N6FBFzi |  |  |  | (N/m) | ( NMembers < 6 ) .OR. ( Member(6)%NumElements < 6 )
| M6N7FBFzi |  |  |  | (N/m) | ( NMembers < 6 ) .OR. ( Member(6)%NumElements < 7 )
| M6N8FBFzi |  |  |  | (N/m) | ( NMembers < 6 ) .OR. ( Member(6)%NumElements < 8 )
| M6N9FBFzi |  |  |  | (N/m) | ( NMembers < 6 ) .OR. ( Member(6)%NumElements < 9 )
| M7N1FBFzi |  |  |  | (N/m) | ( NMembers < 7 ) .OR. ( Member(7)%NumElements < 1 )
| M7N2FBFzi |  |  |  | (N/m) | ( NMembers < 7 ) .OR. ( Member(7)%NumElements < 2 )
| M7N3FBFzi |  |  |  | (N/m) | ( NMembers < 7 ) .OR. ( Member(7)%NumElements < 3 )
| M7N4FBFzi |  |  |  | (N/m) | ( NMembers < 7 ) .OR. ( Member(7)%NumElements < 4 )
| M7N5FBFzi |  |  |  | (N/m) | ( NMembers < 7 ) .OR. ( Member(7)%NumElements < 5 )
| M7N6FBFzi |  |  |  | (N/m) | ( NMembers < 7 ) .OR. ( Member(7)%NumElements < 6 )
| M7N7FBFzi |  |  |  | (N/m) | ( NMembers < 7 ) .OR. ( Member(7)%NumElements < 7 )
| M7N8FBFzi |  |  |  | (N/m) | ( NMembers < 7 ) .OR. ( Member(7)%NumElements < 8 )
| M7N9FBFzi |  |  |  | (N/m) | ( NMembers < 7 ) .OR. ( Member(7)%NumElements < 9 )
| M8N1FBFzi |  |  |  | (N/m) | ( NMembers < 8 ) .OR. ( Member(8)%NumElements < 1 )
| M8N2FBFzi |  |  |  | (N/m) | ( NMembers < 8 ) .OR. ( Member(8)%NumElements < 2 )
| M8N3FBFzi |  |  |  | (N/m) | ( NMembers < 8 ) .OR. ( Member(8)%NumElements < 3 )
| M8N4FBFzi |  |  |  | (N/m) | ( NMembers < 8 ) .OR. ( Member(8)%NumElements < 4 )
| M8N5FBFzi |  |  |  | (N/m) | ( NMembers < 8 ) .OR. ( Member(8)%NumElements < 5 )
| M8N6FBFzi |  |  |  | (N/m) | ( NMembers < 8 ) .OR. ( Member(8)%NumElements < 6 )
| M8N7FBFzi |  |  |  | (N/m) | ( NMembers < 8 ) .OR. ( Member(8)%NumElements < 7 )
| M8N8FBFzi |  |  |  | (N/m) | ( NMembers < 8 ) .OR. ( Member(8)%NumElements < 8 )
| M8N9FBFzi |  |  |  | (N/m) | ( NMembers < 8 ) .OR. ( Member(8)%NumElements < 9 )
| M9N1FBFzi |  |  |  | (N/m) | ( NMembers < 9 ) .OR. ( Member(9)%NumElements < 1 )
| M9N2FBFzi |  |  |  | (N/m) | ( NMembers < 9 ) .OR. ( Member(9)%NumElements < 2 )
| M9N3FBFzi |  |  |  | (N/m) | ( NMembers < 9 ) .OR. ( Member(9)%NumElements < 3 )
| M9N4FBFzi |  |  |  | (N/m) | ( NMembers < 9 ) .OR. ( Member(9)%NumElements < 4 )
| M9N5FBFzi |  |  |  | (N/m) | ( NMembers < 9 ) .OR. ( Member(9)%NumElements < 5 )
| M9N6FBFzi |  |  |  | (N/m) | ( NMembers < 9 ) .OR. ( Member(9)%NumElements < 6 )
| M9N7FBFzi |  |  |  | (N/m) | ( NMembers < 9 ) .OR. ( Member(9)%NumElements < 7 )
| M9N8FBFzi |  |  |  | (N/m) | ( NMembers < 9 ) .OR. ( Member(9)%NumElements < 8 )
| M9N9FBFzi |  |  |  | (N/m) | ( NMembers < 9 ) .OR. ( Member(9)%NumElements < 9 )
| M1N1MBFxi |  | x-component of the distributed filled fluid bouyancy moment expressed in the inertial coordinate system |  | (N-m/m) | ( NMembers < 1 ) .OR. ( Member(1)%NumElements < 1 )
| M1N2MBFxi |  |  |  | (N-m/m) | ( NMembers < 1 ) .OR. ( Member(1)%NumElements < 2 )
| M1N3MBFxi |  |  |  | (N-m/m) | ( NMembers < 1 ) .OR. ( Member(1)%NumElements < 3 )
| M1N4MBFxi |  |  |  | (N-m/m) | ( NMembers < 1 ) .OR. ( Member(1)%NumElements < 4 )
| M1N5MBFxi |  |  |  | (N-m/m) | ( NMembers < 1 ) .OR. ( Member(1)%NumElements < 5 )
| M1N6MBFxi |  |  |  | (N-m/m) | ( NMembers < 1 ) .OR. ( Member(1)%NumElements < 6 )
| M1N7MBFxi |  |  |  | (N-m/m) | ( NMembers < 1 ) .OR. ( Member(1)%NumElements < 7 )
| M1N8MBFxi |  |  |  | (N-m/m) | ( NMembers < 1 ) .OR. ( Member(1)%NumElements < 8 )
| M1N9MBFxi |  |  |  | (N-m/m) | ( NMembers < 1 ) .OR. ( Member(1)%NumElements < 9 )
| M2N1MBFxi |  |  |  | (N-m/m) | ( NMembers < 2 ) .OR. ( Member(2)%NumElements < 1 )
| M2N2MBFxi |  |  |  | (N-m/m) | ( NMembers < 2 ) .OR. ( Member(2)%NumElements < 2 )
| M2N3MBFxi |  |  |  | (N-m/m) | ( NMembers < 2 ) .OR. ( Member(2)%NumElements < 3 )
| M2N4MBFxi |  |  |  | (N-m/m) | ( NMembers < 2 ) .OR. ( Member(2)%NumElements < 4 )
| M2N5MBFxi |  |  |  | (N-m/m) | ( NMembers < 2 ) .OR. ( Member(2)%NumElements < 5 )
| M2N6MBFxi |  |  |  | (N-m/m) | ( NMembers < 2 ) .OR. ( Member(2)%NumElements < 6 )
| M2N7MBFxi |  |  |  | (N-m/m) | ( NMembers < 2 ) .OR. ( Member(2)%NumElements < 7 )
| M2N8MBFxi |  |  |  | (N-m/m) | ( NMembers < 2 ) .OR. ( Member(2)%NumElements < 8 )
| M2N9MBFxi |  |  |  | (N-m/m) | ( NMembers < 2 ) .OR. ( Member(2)%NumElements < 9 )
| M3N1MBFxi |  |  |  | (N-m/m) | ( NMembers < 3 ) .OR. ( Member(3)%NumElements < 1 )
| M3N2MBFxi |  |  |  | (N-m/m) | ( NMembers < 3 ) .OR. ( Member(3)%NumElements < 2 )
| M3N3MBFxi |  |  |  | (N-m/m) | ( NMembers < 3 ) .OR. ( Member(3)%NumElements < 3 )
| M3N4MBFxi |  |  |  | (N-m/m) | ( NMembers < 3 ) .OR. ( Member(3)%NumElements < 4 )
| M3N5MBFxi |  |  |  | (N-m/m) | ( NMembers < 3 ) .OR. ( Member(3)%NumElements < 5 )
| M3N6MBFxi |  |  |  | (N-m/m) | ( NMembers < 3 ) .OR. ( Member(3)%NumElements < 6 )
| M3N7MBFxi |  |  |  | (N-m/m) | ( NMembers < 3 ) .OR. ( Member(3)%NumElements < 7 )
| M3N8MBFxi |  |  |  | (N-m/m) | ( NMembers < 3 ) .OR. ( Member(3)%NumElements < 8 )
| M3N9MBFxi |  |  |  | (N-m/m) | ( NMembers < 3 ) .OR. ( Member(3)%NumElements < 9 )
| M4N1MBFxi |  |  |  | (N-m/m) | ( NMembers < 4 ) .OR. ( Member(4)%NumElements < 1 )
| M4N2MBFxi |  |  |  | (N-m/m) | ( NMembers < 4 ) .OR. ( Member(4)%NumElements < 2 )
| M4N3MBFxi |  |  |  | (N-m/m) | ( NMembers < 4 ) .OR. ( Member(4)%NumElements < 3 )
| M4N4MBFxi |  |  |  | (N-m/m) | ( NMembers < 4 ) .OR. ( Member(4)%NumElements < 4 )
| M4N5MBFxi |  |  |  | (N-m/m) | ( NMembers < 4 ) .OR. ( Member(4)%NumElements < 5 )
| M4N6MBFxi |  |  |  | (N-m/m) | ( NMembers < 4 ) .OR. ( Member(4)%NumElements < 6 )
| M4N7MBFxi |  |  |  | (N-m/m) | ( NMembers < 4 ) .OR. ( Member(4)%NumElements < 7 )
| M4N8MBFxi |  |  |  | (N-m/m) | ( NMembers < 4 ) .OR. ( Member(4)%NumElements < 8 )
| M4N9MBFxi |  |  |  | (N-m/m) | ( NMembers < 4 ) .OR. ( Member(4)%NumElements < 9 )
| M5N1MBFxi |  |  |  | (N-m/m) | ( NMembers < 5 ) .OR. ( Member(5)%NumElements < 1 )
| M5N2MBFxi |  |  |  | (N-m/m) | ( NMembers < 5 ) .OR. ( Member(5)%NumElements < 2 )
| M5N3MBFxi |  |  |  | (N-m/m) | ( NMembers < 5 ) .OR. ( Member(5)%NumElements < 3 )
| M5N4MBFxi |  |  |  | (N-m/m) | ( NMembers < 5 ) .OR. ( Member(5)%NumElements < 4 )
| M5N5MBFxi |  |  |  | (N-m/m) | ( NMembers < 5 ) .OR. ( Member(5)%NumElements < 5 )
| M5N6MBFxi |  |  |  | (N-m/m) | ( NMembers < 5 ) .OR. ( Member(5)%NumElements < 6 )
| M5N7MBFxi |  |  |  | (N-m/m) | ( NMembers < 5 ) .OR. ( Member(5)%NumElements < 7 )
| M5N8MBFxi |  |  |  | (N-m/m) | ( NMembers < 5 ) .OR. ( Member(5)%NumElements < 8 )
| M5N9MBFxi |  |  |  | (N-m/m) | ( NMembers < 5 ) .OR. ( Member(5)%NumElements < 9 )
| M6N1MBFxi |  |  |  | (N-m/m) | ( NMembers < 6 ) .OR. ( Member(6)%NumElements < 1 )
| M6N2MBFxi |  |  |  | (N-m/m) | ( NMembers < 6 ) .OR. ( Member(6)%NumElements < 2 )
| M6N3MBFxi |  |  |  | (N-m/m) | ( NMembers < 6 ) .OR. ( Member(6)%NumElements < 3 )
| M6N4MBFxi |  |  |  | (N-m/m) | ( NMembers < 6 ) .OR. ( Member(6)%NumElements < 4 )
| M6N5MBFxi |  |  |  | (N-m/m) | ( NMembers < 6 ) .OR. ( Member(6)%NumElements < 5 )
| M6N6MBFxi |  |  |  | (N-m/m) | ( NMembers < 6 ) .OR. ( Member(6)%NumElements < 6 )
| M6N7MBFxi |  |  |  | (N-m/m) | ( NMembers < 6 ) .OR. ( Member(6)%NumElements < 7 )
| M6N8MBFxi |  |  |  | (N-m/m) | ( NMembers < 6 ) .OR. ( Member(6)%NumElements < 8 )
| M6N9MBFxi |  |  |  | (N-m/m) | ( NMembers < 6 ) .OR. ( Member(6)%NumElements < 9 )
| M7N1MBFxi |  |  |  | (N-m/m) | ( NMembers < 7 ) .OR. ( Member(7)%NumElements < 1 )
| M7N2MBFxi |  |  |  | (N-m/m) | ( NMembers < 7 ) .OR. ( Member(7)%NumElements < 2 )
| M7N3MBFxi |  |  |  | (N-m/m) | ( NMembers < 7 ) .OR. ( Member(7)%NumElements < 3 )
| M7N4MBFxi |  |  |  | (N-m/m) | ( NMembers < 7 ) .OR. ( Member(7)%NumElements < 4 )
| M7N5MBFxi |  |  |  | (N-m/m) | ( NMembers < 7 ) .OR. ( Member(7)%NumElements < 5 )
| M7N6MBFxi |  |  |  | (N-m/m) | ( NMembers < 7 ) .OR. ( Member(7)%NumElements < 6 )
| M7N7MBFxi |  |  |  | (N-m/m) | ( NMembers < 7 ) .OR. ( Member(7)%NumElements < 7 )
| M7N8MBFxi |  |  |  | (N-m/m) | ( NMembers < 7 ) .OR. ( Member(7)%NumElements < 8 )
| M7N9MBFxi |  |  |  | (N-m/m) | ( NMembers < 7 ) .OR. ( Member(7)%NumElements < 9 )
| M8N1MBFxi |  |  |  | (N-m/m) | ( NMembers < 8 ) .OR. ( Member(8)%NumElements < 1 )
| M8N2MBFxi |  |  |  | (N-m/m) | ( NMembers < 8 ) .OR. ( Member(8)%NumElements < 2 )
| M8N3MBFxi |  |  |  | (N-m/m) | ( NMembers < 8 ) .OR. ( Member(8)%NumElements < 3 )
| M8N4MBFxi |  |  |  | (N-m/m) | ( NMembers < 8 ) .OR. ( Member(8)%NumElements < 4 )
| M8N5MBFxi |  |  |  | (N-m/m) | ( NMembers < 8 ) .OR. ( Member(8)%NumElements < 5 )
| M8N6MBFxi |  |  |  | (N-m/m) | ( NMembers < 8 ) .OR. ( Member(8)%NumElements < 6 )
| M8N7MBFxi |  |  |  | (N-m/m) | ( NMembers < 8 ) .OR. ( Member(8)%NumElements < 7 )
| M8N8MBFxi |  |  |  | (N-m/m) | ( NMembers < 8 ) .OR. ( Member(8)%NumElements < 8 )
| M8N9MBFxi |  |  |  | (N-m/m) | ( NMembers < 8 ) .OR. ( Member(8)%NumElements < 9 )
| M9N1MBFxi |  |  |  | (N-m/m) | ( NMembers < 9 ) .OR. ( Member(9)%NumElements < 1 )
| M9N2MBFxi |  |  |  | (N-m/m) | ( NMembers < 9 ) .OR. ( Member(9)%NumElements < 2 )
| M9N3MBFxi |  |  |  | (N-m/m) | ( NMembers < 9 ) .OR. ( Member(9)%NumElements < 3 )
| M9N4MBFxi |  |  |  | (N-m/m) | ( NMembers < 9 ) .OR. ( Member(9)%NumElements < 4 )
| M9N5MBFxi |  |  |  | (N-m/m) | ( NMembers < 9 ) .OR. ( Member(9)%NumElements < 5 )
| M9N6MBFxi |  |  |  | (N-m/m) | ( NMembers < 9 ) .OR. ( Member(9)%NumElements < 6 )
| M9N7MBFxi |  |  |  | (N-m/m) | ( NMembers < 9 ) .OR. ( Member(9)%NumElements < 7 )
| M9N8MBFxi |  |  |  | (N-m/m) | ( NMembers < 9 ) .OR. ( Member(9)%NumElements < 8 )
| M9N9MBFxi |  |  |  | (N-m/m) | ( NMembers < 9 ) .OR. ( Member(9)%NumElements < 9 )
| M1N1MBFyi |  | y-component of the distributed filled fluid bouyancy moment expressed in the inertial coordinate system |  | (N-m/m) | ( NMembers < 1 ) .OR. ( Member(1)%NumElements < 1 )
| M1N2MBFyi |  |  |  | (N-m/m) | ( NMembers < 1 ) .OR. ( Member(1)%NumElements < 2 )
| M1N3MBFyi |  |  |  | (N-m/m) | ( NMembers < 1 ) .OR. ( Member(1)%NumElements < 3 )
| M1N4MBFyi |  |  |  | (N-m/m) | ( NMembers < 1 ) .OR. ( Member(1)%NumElements < 4 )
| M1N5MBFyi |  |  |  | (N-m/m) | ( NMembers < 1 ) .OR. ( Member(1)%NumElements < 5 )
| M1N6MBFyi |  |  |  | (N-m/m) | ( NMembers < 1 ) .OR. ( Member(1)%NumElements < 6 )
| M1N7MBFyi |  |  |  | (N-m/m) | ( NMembers < 1 ) .OR. ( Member(1)%NumElements < 7 )
| M1N8MBFyi |  |  |  | (N-m/m) | ( NMembers < 1 ) .OR. ( Member(1)%NumElements < 8 )
| M1N9MBFyi |  |  |  | (N-m/m) | ( NMembers < 1 ) .OR. ( Member(1)%NumElements < 9 )
| M2N1MBFyi |  |  |  | (N-m/m) | ( NMembers < 2 ) .OR. ( Member(2)%NumElements < 1 )
| M2N2MBFyi |  |  |  | (N-m/m) | ( NMembers < 2 ) .OR. ( Member(2)%NumElements < 2 )
| M2N3MBFyi |  |  |  | (N-m/m) | ( NMembers < 2 ) .OR. ( Member(2)%NumElements < 3 )
| M2N4MBFyi |  |  |  | (N-m/m) | ( NMembers < 2 ) .OR. ( Member(2)%NumElements < 4 )
| M2N5MBFyi |  |  |  | (N-m/m) | ( NMembers < 2 ) .OR. ( Member(2)%NumElements < 5 )
| M2N6MBFyi |  |  |  | (N-m/m) | ( NMembers < 2 ) .OR. ( Member(2)%NumElements < 6 )
| M2N7MBFyi |  |  |  | (N-m/m) | ( NMembers < 2 ) .OR. ( Member(2)%NumElements < 7 )
| M2N8MBFyi |  |  |  | (N-m/m) | ( NMembers < 2 ) .OR. ( Member(2)%NumElements < 8 )
| M2N9MBFyi |  |  |  | (N-m/m) | ( NMembers < 2 ) .OR. ( Member(2)%NumElements < 9 )
| M3N1MBFyi |  |  |  | (N-m/m) | ( NMembers < 3 ) .OR. ( Member(3)%NumElements < 1 )
| M3N2MBFyi |  |  |  | (N-m/m) | ( NMembers < 3 ) .OR. ( Member(3)%NumElements < 2 )
| M3N3MBFyi |  |  |  | (N-m/m) | ( NMembers < 3 ) .OR. ( Member(3)%NumElements < 3 )
| M3N4MBFyi |  |  |  | (N-m/m) | ( NMembers < 3 ) .OR. ( Member(3)%NumElements < 4 )
| M3N5MBFyi |  |  |  | (N-m/m) | ( NMembers < 3 ) .OR. ( Member(3)%NumElements < 5 )
| M3N6MBFyi |  |  |  | (N-m/m) | ( NMembers < 3 ) .OR. ( Member(3)%NumElements < 6 )
| M3N7MBFyi |  |  |  | (N-m/m) | ( NMembers < 3 ) .OR. ( Member(3)%NumElements < 7 )
| M3N8MBFyi |  |  |  | (N-m/m) | ( NMembers < 3 ) .OR. ( Member(3)%NumElements < 8 )
| M3N9MBFyi |  |  |  | (N-m/m) | ( NMembers < 3 ) .OR. ( Member(3)%NumElements < 9 )
| M4N1MBFyi |  |  |  | (N-m/m) | ( NMembers < 4 ) .OR. ( Member(4)%NumElements < 1 )
| M4N2MBFyi |  |  |  | (N-m/m) | ( NMembers < 4 ) .OR. ( Member(4)%NumElements < 2 )
| M4N3MBFyi |  |  |  | (N-m/m) | ( NMembers < 4 ) .OR. ( Member(4)%NumElements < 3 )
| M4N4MBFyi |  |  |  | (N-m/m) | ( NMembers < 4 ) .OR. ( Member(4)%NumElements < 4 )
| M4N5MBFyi |  |  |  | (N-m/m) | ( NMembers < 4 ) .OR. ( Member(4)%NumElements < 5 )
| M4N6MBFyi |  |  |  | (N-m/m) | ( NMembers < 4 ) .OR. ( Member(4)%NumElements < 6 )
| M4N7MBFyi |  |  |  | (N-m/m) | ( NMembers < 4 ) .OR. ( Member(4)%NumElements < 7 )
| M4N8MBFyi |  |  |  | (N-m/m) | ( NMembers < 4 ) .OR. ( Member(4)%NumElements < 8 )
| M4N9MBFyi |  |  |  | (N-m/m) | ( NMembers < 4 ) .OR. ( Member(4)%NumElements < 9 )
| M5N1MBFyi |  |  |  | (N-m/m) | ( NMembers < 5 ) .OR. ( Member(5)%NumElements < 1 )
| M5N2MBFyi |  |  |  | (N-m/m) | ( NMembers < 5 ) .OR. ( Member(5)%NumElements < 2 )
| M5N3MBFyi |  |  |  | (N-m/m) | ( NMembers < 5 ) .OR. ( Member(5)%NumElements < 3 )
| M5N4MBFyi |  |  |  | (N-m/m) | ( NMembers < 5 ) .OR. ( Member(5)%NumElements < 4 )
| M5N5MBFyi |  |  |  | (N-m/m) | ( NMembers < 5 ) .OR. ( Member(5)%NumElements < 5 )
| M5N6MBFyi |  |  |  | (N-m/m) | ( NMembers < 5 ) .OR. ( Member(5)%NumElements < 6 )
| M5N7MBFyi |  |  |  | (N-m/m) | ( NMembers < 5 ) .OR. ( Member(5)%NumElements < 7 )
| M5N8MBFyi |  |  |  | (N-m/m) | ( NMembers < 5 ) .OR. ( Member(5)%NumElements < 8 )
| M5N9MBFyi |  |  |  | (N-m/m) | ( NMembers < 5 ) .OR. ( Member(5)%NumElements < 9 )
| M6N1MBFyi |  |  |  | (N-m/m) | ( NMembers < 6 ) .OR. ( Member(6)%NumElements < 1 )
| M6N2MBFyi |  |  |  | (N-m/m) | ( NMembers < 6 ) .OR. ( Member(6)%NumElements < 2 )
| M6N3MBFyi |  |  |  | (N-m/m) | ( NMembers < 6 ) .OR. ( Member(6)%NumElements < 3 )
| M6N4MBFyi |  |  |  | (N-m/m) | ( NMembers < 6 ) .OR. ( Member(6)%NumElements < 4 )
| M6N5MBFyi |  |  |  | (N-m/m) | ( NMembers < 6 ) .OR. ( Member(6)%NumElements < 5 )
| M6N6MBFyi |  |  |  | (N-m/m) | ( NMembers < 6 ) .OR. ( Member(6)%NumElements < 6 )
| M6N7MBFyi |  |  |  | (N-m/m) | ( NMembers < 6 ) .OR. ( Member(6)%NumElements < 7 )
| M6N8MBFyi |  |  |  | (N-m/m) | ( NMembers < 6 ) .OR. ( Member(6)%NumElements < 8 )
| M6N9MBFyi |  |  |  | (N-m/m) | ( NMembers < 6 ) .OR. ( Member(6)%NumElements < 9 )
| M7N1MBFyi |  |  |  | (N-m/m) | ( NMembers < 7 ) .OR. ( Member(7)%NumElements < 1 )
| M7N2MBFyi |  |  |  | (N-m/m) | ( NMembers < 7 ) .OR. ( Member(7)%NumElements < 2 )
| M7N3MBFyi |  |  |  | (N-m/m) | ( NMembers < 7 ) .OR. ( Member(7)%NumElements < 3 )
| M7N4MBFyi |  |  |  | (N-m/m) | ( NMembers < 7 ) .OR. ( Member(7)%NumElements < 4 )
| M7N5MBFyi |  |  |  | (N-m/m) | ( NMembers < 7 ) .OR. ( Member(7)%NumElements < 5 )
| M7N6MBFyi |  |  |  | (N-m/m) | ( NMembers < 7 ) .OR. ( Member(7)%NumElements < 6 )
| M7N7MBFyi |  |  |  | (N-m/m) | ( NMembers < 7 ) .OR. ( Member(7)%NumElements < 7 )
| M7N8MBFyi |  |  |  | (N-m/m) | ( NMembers < 7 ) .OR. ( Member(7)%NumElements < 8 )
| M7N9MBFyi |  |  |  | (N-m/m) | ( NMembers < 7 ) .OR. ( Member(7)%NumElements < 9 )
| M8N1MBFyi |  |  |  | (N-m/m) | ( NMembers < 8 ) .OR. ( Member(8)%NumElements < 1 )
| M8N2MBFyi |  |  |  | (N-m/m) | ( NMembers < 8 ) .OR. ( Member(8)%NumElements < 2 )
| M8N3MBFyi |  |  |  | (N-m/m) | ( NMembers < 8 ) .OR. ( Member(8)%NumElements < 3 )
| M8N4MBFyi |  |  |  | (N-m/m) | ( NMembers < 8 ) .OR. ( Member(8)%NumElements < 4 )
| M8N5MBFyi |  |  |  | (N-m/m) | ( NMembers < 8 ) .OR. ( Member(8)%NumElements < 5 )
| M8N6MBFyi |  |  |  | (N-m/m) | ( NMembers < 8 ) .OR. ( Member(8)%NumElements < 6 )
| M8N7MBFyi |  |  |  | (N-m/m) | ( NMembers < 8 ) .OR. ( Member(8)%NumElements < 7 )
| M8N8MBFyi |  |  |  | (N-m/m) | ( NMembers < 8 ) .OR. ( Member(8)%NumElements < 8 )
| M8N9MBFyi |  |  |  | (N-m/m) | ( NMembers < 8 ) .OR. ( Member(8)%NumElements < 9 )
| M9N1MBFyi |  |  |  | (N-m/m) | ( NMembers < 9 ) .OR. ( Member(9)%NumElements < 1 )
| M9N2MBFyi |  |  |  | (N-m/m) | ( NMembers < 9 ) .OR. ( Member(9)%NumElements < 2 )
| M9N3MBFyi |  |  |  | (N-m/m) | ( NMembers < 9 ) .OR. ( Member(9)%NumElements < 3 )
| M9N4MBFyi |  |  |  | (N-m/m) | ( NMembers < 9 ) .OR. ( Member(9)%NumElements < 4 )
| M9N5MBFyi |  |  |  | (N-m/m) | ( NMembers < 9 ) .OR. ( Member(9)%NumElements < 5 )
| M9N6MBFyi |  |  |  | (N-m/m) | ( NMembers < 9 ) .OR. ( Member(9)%NumElements < 6 )
| M9N7MBFyi |  |  |  | (N-m/m) | ( NMembers < 9 ) .OR. ( Member(9)%NumElements < 7 )
| M9N8MBFyi |  |  |  | (N-m/m) | ( NMembers < 9 ) .OR. ( Member(9)%NumElements < 8 )
| M9N9MBFyi |  |  |  | (N-m/m) | ( NMembers < 9 ) .OR. ( Member(9)%NumElements < 9 )
| M1N1MBFzi |  | z-component of the distributed filled fluid bouyancy moment expressed in the inertial coordinate system |  | (N-m/m) | ( NMembers < 1 ) .OR. ( Member(1)%NumElements < 1 )
| M1N2MBFzi |  |  |  | (N-m/m) | ( NMembers < 1 ) .OR. ( Member(1)%NumElements < 2 )
| M1N3MBFzi |  |  |  | (N-m/m) | ( NMembers < 1 ) .OR. ( Member(1)%NumElements < 3 )
| M1N4MBFzi |  |  |  | (N-m/m) | ( NMembers < 1 ) .OR. ( Member(1)%NumElements < 4 )
| M1N5MBFzi |  |  |  | (N-m/m) | ( NMembers < 1 ) .OR. ( Member(1)%NumElements < 5 )
| M1N6MBFzi |  |  |  | (N-m/m) | ( NMembers < 1 ) .OR. ( Member(1)%NumElements < 6 )
| M1N7MBFzi |  |  |  | (N-m/m) | ( NMembers < 1 ) .OR. ( Member(1)%NumElements < 7 )
| M1N8MBFzi |  |  |  | (N-m/m) | ( NMembers < 1 ) .OR. ( Member(1)%NumElements < 8 )
| M1N9MBFzi |  |  |  | (N-m/m) | ( NMembers < 1 ) .OR. ( Member(1)%NumElements < 9 )
| M2N1MBFzi |  |  |  | (N-m/m) | ( NMembers < 2 ) .OR. ( Member(2)%NumElements < 1 )
| M2N2MBFzi |  |  |  | (N-m/m) | ( NMembers < 2 ) .OR. ( Member(2)%NumElements < 2 )
| M2N3MBFzi |  |  |  | (N-m/m) | ( NMembers < 2 ) .OR. ( Member(2)%NumElements < 3 )
| M2N4MBFzi |  |  |  | (N-m/m) | ( NMembers < 2 ) .OR. ( Member(2)%NumElements < 4 )
| M2N5MBFzi |  |  |  | (N-m/m) | ( NMembers < 2 ) .OR. ( Member(2)%NumElements < 5 )
| M2N6MBFzi |  |  |  | (N-m/m) | ( NMembers < 2 ) .OR. ( Member(2)%NumElements < 6 )
| M2N7MBFzi |  |  |  | (N-m/m) | ( NMembers < 2 ) .OR. ( Member(2)%NumElements < 7 )
| M2N8MBFzi |  |  |  | (N-m/m) | ( NMembers < 2 ) .OR. ( Member(2)%NumElements < 8 )
| M2N9MBFzi |  |  |  | (N-m/m) | ( NMembers < 2 ) .OR. ( Member(2)%NumElements < 9 )
| M3N1MBFzi |  |  |  | (N-m/m) | ( NMembers < 3 ) .OR. ( Member(3)%NumElements < 1 )
| M3N2MBFzi |  |  |  | (N-m/m) | ( NMembers < 3 ) .OR. ( Member(3)%NumElements < 2 )
| M3N3MBFzi |  |  |  | (N-m/m) | ( NMembers < 3 ) .OR. ( Member(3)%NumElements < 3 )
| M3N4MBFzi |  |  |  | (N-m/m) | ( NMembers < 3 ) .OR. ( Member(3)%NumElements < 4 )
| M3N5MBFzi |  |  |  | (N-m/m) | ( NMembers < 3 ) .OR. ( Member(3)%NumElements < 5 )
| M3N6MBFzi |  |  |  | (N-m/m) | ( NMembers < 3 ) .OR. ( Member(3)%NumElements < 6 )
| M3N7MBFzi |  |  |  | (N-m/m) | ( NMembers < 3 ) .OR. ( Member(3)%NumElements < 7 )
| M3N8MBFzi |  |  |  | (N-m/m) | ( NMembers < 3 ) .OR. ( Member(3)%NumElements < 8 )
| M3N9MBFzi |  |  |  | (N-m/m) | ( NMembers < 3 ) .OR. ( Member(3)%NumElements < 9 )
| M4N1MBFzi |  |  |  | (N-m/m) | ( NMembers < 4 ) .OR. ( Member(4)%NumElements < 1 )
| M4N2MBFzi |  |  |  | (N-m/m) | ( NMembers < 4 ) .OR. ( Member(4)%NumElements < 2 )
| M4N3MBFzi |  |  |  | (N-m/m) | ( NMembers < 4 ) .OR. ( Member(4)%NumElements < 3 )
| M4N4MBFzi |  |  |  | (N-m/m) | ( NMembers < 4 ) .OR. ( Member(4)%NumElements < 4 )
| M4N5MBFzi |  |  |  | (N-m/m) | ( NMembers < 4 ) .OR. ( Member(4)%NumElements < 5 )
| M4N6MBFzi |  |  |  | (N-m/m) | ( NMembers < 4 ) .OR. ( Member(4)%NumElements < 6 )
| M4N7MBFzi |  |  |  | (N-m/m) | ( NMembers < 4 ) .OR. ( Member(4)%NumElements < 7 )
| M4N8MBFzi |  |  |  | (N-m/m) | ( NMembers < 4 ) .OR. ( Member(4)%NumElements < 8 )
| M4N9MBFzi |  |  |  | (N-m/m) | ( NMembers < 4 ) .OR. ( Member(4)%NumElements < 9 )
| M5N1MBFzi |  |  |  | (N-m/m) | ( NMembers < 5 ) .OR. ( Member(5)%NumElements < 1 )
| M5N2MBFzi |  |  |  | (N-m/m) | ( NMembers < 5 ) .OR. ( Member(5)%NumElements < 2 )
| M5N3MBFzi |  |  |  | (N-m/m) | ( NMembers < 5 ) .OR. ( Member(5)%NumElements < 3 )
| M5N4MBFzi |  |  |  | (N-m/m) | ( NMembers < 5 ) .OR. ( Member(5)%NumElements < 4 )
| M5N5MBFzi |  |  |  | (N-m/m) | ( NMembers < 5 ) .OR. ( Member(5)%NumElements < 5 )
| M5N6MBFzi |  |  |  | (N-m/m) | ( NMembers < 5 ) .OR. ( Member(5)%NumElements < 6 )
| M5N7MBFzi |  |  |  | (N-m/m) | ( NMembers < 5 ) .OR. ( Member(5)%NumElements < 7 )
| M5N8MBFzi |  |  |  | (N-m/m) | ( NMembers < 5 ) .OR. ( Member(5)%NumElements < 8 )
| M5N9MBFzi |  |  |  | (N-m/m) | ( NMembers < 5 ) .OR. ( Member(5)%NumElements < 9 )
| M6N1MBFzi |  |  |  | (N-m/m) | ( NMembers < 6 ) .OR. ( Member(6)%NumElements < 1 )
| M6N2MBFzi |  |  |  | (N-m/m) | ( NMembers < 6 ) .OR. ( Member(6)%NumElements < 2 )
| M6N3MBFzi |  |  |  | (N-m/m) | ( NMembers < 6 ) .OR. ( Member(6)%NumElements < 3 )
| M6N4MBFzi |  |  |  | (N-m/m) | ( NMembers < 6 ) .OR. ( Member(6)%NumElements < 4 )
| M6N5MBFzi |  |  |  | (N-m/m) | ( NMembers < 6 ) .OR. ( Member(6)%NumElements < 5 )
| M6N6MBFzi |  |  |  | (N-m/m) | ( NMembers < 6 ) .OR. ( Member(6)%NumElements < 6 )
| M6N7MBFzi |  |  |  | (N-m/m) | ( NMembers < 6 ) .OR. ( Member(6)%NumElements < 7 )
| M6N8MBFzi |  |  |  | (N-m/m) | ( NMembers < 6 ) .OR. ( Member(6)%NumElements < 8 )
| M6N9MBFzi |  |  |  | (N-m/m) | ( NMembers < 6 ) .OR. ( Member(6)%NumElements < 9 )
| M7N1MBFzi |  |  |  | (N-m/m) | ( NMembers < 7 ) .OR. ( Member(7)%NumElements < 1 )
| M7N2MBFzi |  |  |  | (N-m/m) | ( NMembers < 7 ) .OR. ( Member(7)%NumElements < 2 )
| M7N3MBFzi |  |  |  | (N-m/m) | ( NMembers < 7 ) .OR. ( Member(7)%NumElements < 3 )
| M7N4MBFzi |  |  |  | (N-m/m) | ( NMembers < 7 ) .OR. ( Member(7)%NumElements < 4 )
| M7N5MBFzi |  |  |  | (N-m/m) | ( NMembers < 7 ) .OR. ( Member(7)%NumElements < 5 )
| M7N6MBFzi |  |  |  | (N-m/m) | ( NMembers < 7 ) .OR. ( Member(7)%NumElements < 6 )
| M7N7MBFzi |  |  |  | (N-m/m) | ( NMembers < 7 ) .OR. ( Member(7)%NumElements < 7 )
| M7N8MBFzi |  |  |  | (N-m/m) | ( NMembers < 7 ) .OR. ( Member(7)%NumElements < 8 )
| M7N9MBFzi |  |  |  | (N-m/m) | ( NMembers < 7 ) .OR. ( Member(7)%NumElements < 9 )
| M8N1MBFzi |  |  |  | (N-m/m) | ( NMembers < 8 ) .OR. ( Member(8)%NumElements < 1 )
| M8N2MBFzi |  |  |  | (N-m/m) | ( NMembers < 8 ) .OR. ( Member(8)%NumElements < 2 )
| M8N3MBFzi |  |  |  | (N-m/m) | ( NMembers < 8 ) .OR. ( Member(8)%NumElements < 3 )
| M8N4MBFzi |  |  |  | (N-m/m) | ( NMembers < 8 ) .OR. ( Member(8)%NumElements < 4 )
| M8N5MBFzi |  |  |  | (N-m/m) | ( NMembers < 8 ) .OR. ( Member(8)%NumElements < 5 )
| M8N6MBFzi |  |  |  | (N-m/m) | ( NMembers < 8 ) .OR. ( Member(8)%NumElements < 6 )
| M8N7MBFzi |  |  |  | (N-m/m) | ( NMembers < 8 ) .OR. ( Member(8)%NumElements < 7 )
| M8N8MBFzi |  |  |  | (N-m/m) | ( NMembers < 8 ) .OR. ( Member(8)%NumElements < 8 )
| M8N9MBFzi |  |  |  | (N-m/m) | ( NMembers < 8 ) .OR. ( Member(8)%NumElements < 9 )
| M9N1MBFzi |  |  |  | (N-m/m) | ( NMembers < 9 ) .OR. ( Member(9)%NumElements < 1 )
| M9N2MBFzi |  |  |  | (N-m/m) | ( NMembers < 9 ) .OR. ( Member(9)%NumElements < 2 )
| M9N3MBFzi |  |  |  | (N-m/m) | ( NMembers < 9 ) .OR. ( Member(9)%NumElements < 3 )
| M9N4MBFzi |  |  |  | (N-m/m) | ( NMembers < 9 ) .OR. ( Member(9)%NumElements < 4 )
| M9N5MBFzi |  |  |  | (N-m/m) | ( NMembers < 9 ) .OR. ( Member(9)%NumElements < 5 )
| M9N6MBFzi |  |  |  | (N-m/m) | ( NMembers < 9 ) .OR. ( Member(9)%NumElements < 6 )
| M9N7MBFzi |  |  |  | (N-m/m) | ( NMembers < 9 ) .OR. ( Member(9)%NumElements < 7 )
| M9N8MBFzi |  |  |  | (N-m/m) | ( NMembers < 9 ) .OR. ( Member(9)%NumElements < 8 )
| M9N9MBFzi |  |  |  | (N-m/m) | ( NMembers < 9 ) .OR. ( Member(9)%NumElements < 9 )
| M1N1FMGxi |  | x-component of the distributed marine growth weight force expressed in the inertial coordinate system |  | (N/m) | ( NMembers < 1 ) .OR. ( Member(1)%NumElements < 1 )
| M1N2FMGxi |  |  |  | (N/m) | ( NMembers < 1 ) .OR. ( Member(1)%NumElements < 2 )
| M1N3FMGxi |  |  |  | (N/m) | ( NMembers < 1 ) .OR. ( Member(1)%NumElements < 3 )
| M1N4FMGxi |  |  |  | (N/m) | ( NMembers < 1 ) .OR. ( Member(1)%NumElements < 4 )
| M1N5FMGxi |  |  |  | (N/m) | ( NMembers < 1 ) .OR. ( Member(1)%NumElements < 5 )
| M1N6FMGxi |  |  |  | (N/m) | ( NMembers < 1 ) .OR. ( Member(1)%NumElements < 6 )
| M1N7FMGxi |  |  |  | (N/m) | ( NMembers < 1 ) .OR. ( Member(1)%NumElements < 7 )
| M1N8FMGxi |  |  |  | (N/m) | ( NMembers < 1 ) .OR. ( Member(1)%NumElements < 8 )
| M1N9FMGxi |  |  |  | (N/m) | ( NMembers < 1 ) .OR. ( Member(1)%NumElements < 9 )
| M2N1FMGxi |  |  |  | (N/m) | ( NMembers < 2 ) .OR. ( Member(2)%NumElements < 1 )
| M2N2FMGxi |  |  |  | (N/m) | ( NMembers < 2 ) .OR. ( Member(2)%NumElements < 2 )
| M2N3FMGxi |  |  |  | (N/m) | ( NMembers < 2 ) .OR. ( Member(2)%NumElements < 3 )
| M2N4FMGxi |  |  |  | (N/m) | ( NMembers < 2 ) .OR. ( Member(2)%NumElements < 4 )
| M2N5FMGxi |  |  |  | (N/m) | ( NMembers < 2 ) .OR. ( Member(2)%NumElements < 5 )
| M2N6FMGxi |  |  |  | (N/m) | ( NMembers < 2 ) .OR. ( Member(2)%NumElements < 6 )
| M2N7FMGxi |  |  |  | (N/m) | ( NMembers < 2 ) .OR. ( Member(2)%NumElements < 7 )
| M2N8FMGxi |  |  |  | (N/m) | ( NMembers < 2 ) .OR. ( Member(2)%NumElements < 8 )
| M2N9FMGxi |  |  |  | (N/m) | ( NMembers < 2 ) .OR. ( Member(2)%NumElements < 9 )
| M3N1FMGxi |  |  |  | (N/m) | ( NMembers < 3 ) .OR. ( Member(3)%NumElements < 1 )
| M3N2FMGxi |  |  |  | (N/m) | ( NMembers < 3 ) .OR. ( Member(3)%NumElements < 2 )
| M3N3FMGxi |  |  |  | (N/m) | ( NMembers < 3 ) .OR. ( Member(3)%NumElements < 3 )
| M3N4FMGxi |  |  |  | (N/m) | ( NMembers < 3 ) .OR. ( Member(3)%NumElements < 4 )
| M3N5FMGxi |  |  |  | (N/m) | ( NMembers < 3 ) .OR. ( Member(3)%NumElements < 5 )
| M3N6FMGxi |  |  |  | (N/m) | ( NMembers < 3 ) .OR. ( Member(3)%NumElements < 6 )
| M3N7FMGxi |  |  |  | (N/m) | ( NMembers < 3 ) .OR. ( Member(3)%NumElements < 7 )
| M3N8FMGxi |  |  |  | (N/m) | ( NMembers < 3 ) .OR. ( Member(3)%NumElements < 8 )
| M3N9FMGxi |  |  |  | (N/m) | ( NMembers < 3 ) .OR. ( Member(3)%NumElements < 9 )
| M4N1FMGxi |  |  |  | (N/m) | ( NMembers < 4 ) .OR. ( Member(4)%NumElements < 1 )
| M4N2FMGxi |  |  |  | (N/m) | ( NMembers < 4 ) .OR. ( Member(4)%NumElements < 2 )
| M4N3FMGxi |  |  |  | (N/m) | ( NMembers < 4 ) .OR. ( Member(4)%NumElements < 3 )
| M4N4FMGxi |  |  |  | (N/m) | ( NMembers < 4 ) .OR. ( Member(4)%NumElements < 4 )
| M4N5FMGxi |  |  |  | (N/m) | ( NMembers < 4 ) .OR. ( Member(4)%NumElements < 5 )
| M4N6FMGxi |  |  |  | (N/m) | ( NMembers < 4 ) .OR. ( Member(4)%NumElements < 6 )
| M4N7FMGxi |  |  |  | (N/m) | ( NMembers < 4 ) .OR. ( Member(4)%NumElements < 7 )
| M4N8FMGxi |  |  |  | (N/m) | ( NMembers < 4 ) .OR. ( Member(4)%NumElements < 8 )
| M4N9FMGxi |  |  |  | (N/m) | ( NMembers < 4 ) .OR. ( Member(4)%NumElements < 9 )
| M5N1FMGxi |  |  |  | (N/m) | ( NMembers < 5 ) .OR. ( Member(5)%NumElements < 1 )
| M5N2FMGxi |  |  |  | (N/m) | ( NMembers < 5 ) .OR. ( Member(5)%NumElements < 2 )
| M5N3FMGxi |  |  |  | (N/m) | ( NMembers < 5 ) .OR. ( Member(5)%NumElements < 3 )
| M5N4FMGxi |  |  |  | (N/m) | ( NMembers < 5 ) .OR. ( Member(5)%NumElements < 4 )
| M5N5FMGxi |  |  |  | (N/m) | ( NMembers < 5 ) .OR. ( Member(5)%NumElements < 5 )
| M5N6FMGxi |  |  |  | (N/m) | ( NMembers < 5 ) .OR. ( Member(5)%NumElements < 6 )
| M5N7FMGxi |  |  |  | (N/m) | ( NMembers < 5 ) .OR. ( Member(5)%NumElements < 7 )
| M5N8FMGxi |  |  |  | (N/m) | ( NMembers < 5 ) .OR. ( Member(5)%NumElements < 8 )
| M5N9FMGxi |  |  |  | (N/m) | ( NMembers < 5 ) .OR. ( Member(5)%NumElements < 9 )
| M6N1FMGxi |  |  |  | (N/m) | ( NMembers < 6 ) .OR. ( Member(6)%NumElements < 1 )
| M6N2FMGxi |  |  |  | (N/m) | ( NMembers < 6 ) .OR. ( Member(6)%NumElements < 2 )
| M6N3FMGxi |  |  |  | (N/m) | ( NMembers < 6 ) .OR. ( Member(6)%NumElements < 3 )
| M6N4FMGxi |  |  |  | (N/m) | ( NMembers < 6 ) .OR. ( Member(6)%NumElements < 4 )
| M6N5FMGxi |  |  |  | (N/m) | ( NMembers < 6 ) .OR. ( Member(6)%NumElements < 5 )
| M6N6FMGxi |  |  |  | (N/m) | ( NMembers < 6 ) .OR. ( Member(6)%NumElements < 6 )
| M6N7FMGxi |  |  |  | (N/m) | ( NMembers < 6 ) .OR. ( Member(6)%NumElements < 7 )
| M6N8FMGxi |  |  |  | (N/m) | ( NMembers < 6 ) .OR. ( Member(6)%NumElements < 8 )
| M6N9FMGxi |  |  |  | (N/m) | ( NMembers < 6 ) .OR. ( Member(6)%NumElements < 9 )
| M7N1FMGxi |  |  |  | (N/m) | ( NMembers < 7 ) .OR. ( Member(7)%NumElements < 1 )
| M7N2FMGxi |  |  |  | (N/m) | ( NMembers < 7 ) .OR. ( Member(7)%NumElements < 2 )
| M7N3FMGxi |  |  |  | (N/m) | ( NMembers < 7 ) .OR. ( Member(7)%NumElements < 3 )
| M7N4FMGxi |  |  |  | (N/m) | ( NMembers < 7 ) .OR. ( Member(7)%NumElements < 4 )
| M7N5FMGxi |  |  |  | (N/m) | ( NMembers < 7 ) .OR. ( Member(7)%NumElements < 5 )
| M7N6FMGxi |  |  |  | (N/m) | ( NMembers < 7 ) .OR. ( Member(7)%NumElements < 6 )
| M7N7FMGxi |  |  |  | (N/m) | ( NMembers < 7 ) .OR. ( Member(7)%NumElements < 7 )
| M7N8FMGxi |  |  |  | (N/m) | ( NMembers < 7 ) .OR. ( Member(7)%NumElements < 8 )
| M7N9FMGxi |  |  |  | (N/m) | ( NMembers < 7 ) .OR. ( Member(7)%NumElements < 9 )
| M8N1FMGxi |  |  |  | (N/m) | ( NMembers < 8 ) .OR. ( Member(8)%NumElements < 1 )
| M8N2FMGxi |  |  |  | (N/m) | ( NMembers < 8 ) .OR. ( Member(8)%NumElements < 2 )
| M8N3FMGxi |  |  |  | (N/m) | ( NMembers < 8 ) .OR. ( Member(8)%NumElements < 3 )
| M8N4FMGxi |  |  |  | (N/m) | ( NMembers < 8 ) .OR. ( Member(8)%NumElements < 4 )
| M8N5FMGxi |  |  |  | (N/m) | ( NMembers < 8 ) .OR. ( Member(8)%NumElements < 5 )
| M8N6FMGxi |  |  |  | (N/m) | ( NMembers < 8 ) .OR. ( Member(8)%NumElements < 6 )
| M8N7FMGxi |  |  |  | (N/m) | ( NMembers < 8 ) .OR. ( Member(8)%NumElements < 7 )
| M8N8FMGxi |  |  |  | (N/m) | ( NMembers < 8 ) .OR. ( Member(8)%NumElements < 8 )
| M8N9FMGxi |  |  |  | (N/m) | ( NMembers < 8 ) .OR. ( Member(8)%NumElements < 9 )
| M9N1FMGxi |  |  |  | (N/m) | ( NMembers < 9 ) .OR. ( Member(9)%NumElements < 1 )
| M9N2FMGxi |  |  |  | (N/m) | ( NMembers < 9 ) .OR. ( Member(9)%NumElements < 2 )
| M9N3FMGxi |  |  |  | (N/m) | ( NMembers < 9 ) .OR. ( Member(9)%NumElements < 3 )
| M9N4FMGxi |  |  |  | (N/m) | ( NMembers < 9 ) .OR. ( Member(9)%NumElements < 4 )
| M9N5FMGxi |  |  |  | (N/m) | ( NMembers < 9 ) .OR. ( Member(9)%NumElements < 5 )
| M9N6FMGxi |  |  |  | (N/m) | ( NMembers < 9 ) .OR. ( Member(9)%NumElements < 6 )
| M9N7FMGxi |  |  |  | (N/m) | ( NMembers < 9 ) .OR. ( Member(9)%NumElements < 7 )
| M9N8FMGxi |  |  |  | (N/m) | ( NMembers < 9 ) .OR. ( Member(9)%NumElements < 8 )
| M9N9FMGxi |  |  |  | (N/m) | ( NMembers < 9 ) .OR. ( Member(9)%NumElements < 9 )
| M1N1FMGyi |  | y-component of the distributed marine growth weight force expressed in the inertial coordinate system |  | (N/m) | ( NMembers < 1 ) .OR. ( Member(1)%NumElements < 1 )
| M1N2FMGyi |  |  |  | (N/m) | ( NMembers < 1 ) .OR. ( Member(1)%NumElements < 2 )
| M1N3FMGyi |  |  |  | (N/m) | ( NMembers < 1 ) .OR. ( Member(1)%NumElements < 3 )
| M1N4FMGyi |  |  |  | (N/m) | ( NMembers < 1 ) .OR. ( Member(1)%NumElements < 4 )
| M1N5FMGyi |  |  |  | (N/m) | ( NMembers < 1 ) .OR. ( Member(1)%NumElements < 5 )
| M1N6FMGyi |  |  |  | (N/m) | ( NMembers < 1 ) .OR. ( Member(1)%NumElements < 6 )
| M1N7FMGyi |  |  |  | (N/m) | ( NMembers < 1 ) .OR. ( Member(1)%NumElements < 7 )
| M1N8FMGyi |  |  |  | (N/m) | ( NMembers < 1 ) .OR. ( Member(1)%NumElements < 8 )
| M1N9FMGyi |  |  |  | (N/m) | ( NMembers < 1 ) .OR. ( Member(1)%NumElements < 9 )
| M2N1FMGyi |  |  |  | (N/m) | ( NMembers < 2 ) .OR. ( Member(2)%NumElements < 1 )
| M2N2FMGyi |  |  |  | (N/m) | ( NMembers < 2 ) .OR. ( Member(2)%NumElements < 2 )
| M2N3FMGyi |  |  |  | (N/m) | ( NMembers < 2 ) .OR. ( Member(2)%NumElements < 3 )
| M2N4FMGyi |  |  |  | (N/m) | ( NMembers < 2 ) .OR. ( Member(2)%NumElements < 4 )
| M2N5FMGyi |  |  |  | (N/m) | ( NMembers < 2 ) .OR. ( Member(2)%NumElements < 5 )
| M2N6FMGyi |  |  |  | (N/m) | ( NMembers < 2 ) .OR. ( Member(2)%NumElements < 6 )
| M2N7FMGyi |  |  |  | (N/m) | ( NMembers < 2 ) .OR. ( Member(2)%NumElements < 7 )
| M2N8FMGyi |  |  |  | (N/m) | ( NMembers < 2 ) .OR. ( Member(2)%NumElements < 8 )
| M2N9FMGyi |  |  |  | (N/m) | ( NMembers < 2 ) .OR. ( Member(2)%NumElements < 9 )
| M3N1FMGyi |  |  |  | (N/m) | ( NMembers < 3 ) .OR. ( Member(3)%NumElements < 1 )
| M3N2FMGyi |  |  |  | (N/m) | ( NMembers < 3 ) .OR. ( Member(3)%NumElements < 2 )
| M3N3FMGyi |  |  |  | (N/m) | ( NMembers < 3 ) .OR. ( Member(3)%NumElements < 3 )
| M3N4FMGyi |  |  |  | (N/m) | ( NMembers < 3 ) .OR. ( Member(3)%NumElements < 4 )
| M3N5FMGyi |  |  |  | (N/m) | ( NMembers < 3 ) .OR. ( Member(3)%NumElements < 5 )
| M3N6FMGyi |  |  |  | (N/m) | ( NMembers < 3 ) .OR. ( Member(3)%NumElements < 6 )
| M3N7FMGyi |  |  |  | (N/m) | ( NMembers < 3 ) .OR. ( Member(3)%NumElements < 7 )
| M3N8FMGyi |  |  |  | (N/m) | ( NMembers < 3 ) .OR. ( Member(3)%NumElements < 8 )
| M3N9FMGyi |  |  |  | (N/m) | ( NMembers < 3 ) .OR. ( Member(3)%NumElements < 9 )
| M4N1FMGyi |  |  |  | (N/m) | ( NMembers < 4 ) .OR. ( Member(4)%NumElements < 1 )
| M4N2FMGyi |  |  |  | (N/m) | ( NMembers < 4 ) .OR. ( Member(4)%NumElements < 2 )
| M4N3FMGyi |  |  |  | (N/m) | ( NMembers < 4 ) .OR. ( Member(4)%NumElements < 3 )
| M4N4FMGyi |  |  |  | (N/m) | ( NMembers < 4 ) .OR. ( Member(4)%NumElements < 4 )
| M4N5FMGyi |  |  |  | (N/m) | ( NMembers < 4 ) .OR. ( Member(4)%NumElements < 5 )
| M4N6FMGyi |  |  |  | (N/m) | ( NMembers < 4 ) .OR. ( Member(4)%NumElements < 6 )
| M4N7FMGyi |  |  |  | (N/m) | ( NMembers < 4 ) .OR. ( Member(4)%NumElements < 7 )
| M4N8FMGyi |  |  |  | (N/m) | ( NMembers < 4 ) .OR. ( Member(4)%NumElements < 8 )
| M4N9FMGyi |  |  |  | (N/m) | ( NMembers < 4 ) .OR. ( Member(4)%NumElements < 9 )
| M5N1FMGyi |  |  |  | (N/m) | ( NMembers < 5 ) .OR. ( Member(5)%NumElements < 1 )
| M5N2FMGyi |  |  |  | (N/m) | ( NMembers < 5 ) .OR. ( Member(5)%NumElements < 2 )
| M5N3FMGyi |  |  |  | (N/m) | ( NMembers < 5 ) .OR. ( Member(5)%NumElements < 3 )
| M5N4FMGyi |  |  |  | (N/m) | ( NMembers < 5 ) .OR. ( Member(5)%NumElements < 4 )
| M5N5FMGyi |  |  |  | (N/m) | ( NMembers < 5 ) .OR. ( Member(5)%NumElements < 5 )
| M5N6FMGyi |  |  |  | (N/m) | ( NMembers < 5 ) .OR. ( Member(5)%NumElements < 6 )
| M5N7FMGyi |  |  |  | (N/m) | ( NMembers < 5 ) .OR. ( Member(5)%NumElements < 7 )
| M5N8FMGyi |  |  |  | (N/m) | ( NMembers < 5 ) .OR. ( Member(5)%NumElements < 8 )
| M5N9FMGyi |  |  |  | (N/m) | ( NMembers < 5 ) .OR. ( Member(5)%NumElements < 9 )
| M6N1FMGyi |  |  |  | (N/m) | ( NMembers < 6 ) .OR. ( Member(6)%NumElements < 1 )
| M6N2FMGyi |  |  |  | (N/m) | ( NMembers < 6 ) .OR. ( Member(6)%NumElements < 2 )
| M6N3FMGyi |  |  |  | (N/m) | ( NMembers < 6 ) .OR. ( Member(6)%NumElements < 3 )
| M6N4FMGyi |  |  |  | (N/m) | ( NMembers < 6 ) .OR. ( Member(6)%NumElements < 4 )
| M6N5FMGyi |  |  |  | (N/m) | ( NMembers < 6 ) .OR. ( Member(6)%NumElements < 5 )
| M6N6FMGyi |  |  |  | (N/m) | ( NMembers < 6 ) .OR. ( Member(6)%NumElements < 6 )
| M6N7FMGyi |  |  |  | (N/m) | ( NMembers < 6 ) .OR. ( Member(6)%NumElements < 7 )
| M6N8FMGyi |  |  |  | (N/m) | ( NMembers < 6 ) .OR. ( Member(6)%NumElements < 8 )
| M6N9FMGyi |  |  |  | (N/m) | ( NMembers < 6 ) .OR. ( Member(6)%NumElements < 9 )
| M7N1FMGyi |  |  |  | (N/m) | ( NMembers < 7 ) .OR. ( Member(7)%NumElements < 1 )
| M7N2FMGyi |  |  |  | (N/m) | ( NMembers < 7 ) .OR. ( Member(7)%NumElements < 2 )
| M7N3FMGyi |  |  |  | (N/m) | ( NMembers < 7 ) .OR. ( Member(7)%NumElements < 3 )
| M7N4FMGyi |  |  |  | (N/m) | ( NMembers < 7 ) .OR. ( Member(7)%NumElements < 4 )
| M7N5FMGyi |  |  |  | (N/m) | ( NMembers < 7 ) .OR. ( Member(7)%NumElements < 5 )
| M7N6FMGyi |  |  |  | (N/m) | ( NMembers < 7 ) .OR. ( Member(7)%NumElements < 6 )
| M7N7FMGyi |  |  |  | (N/m) | ( NMembers < 7 ) .OR. ( Member(7)%NumElements < 7 )
| M7N8FMGyi |  |  |  | (N/m) | ( NMembers < 7 ) .OR. ( Member(7)%NumElements < 8 )
| M7N9FMGyi |  |  |  | (N/m) | ( NMembers < 7 ) .OR. ( Member(7)%NumElements < 9 )
| M8N1FMGyi |  |  |  | (N/m) | ( NMembers < 8 ) .OR. ( Member(8)%NumElements < 1 )
| M8N2FMGyi |  |  |  | (N/m) | ( NMembers < 8 ) .OR. ( Member(8)%NumElements < 2 )
| M8N3FMGyi |  |  |  | (N/m) | ( NMembers < 8 ) .OR. ( Member(8)%NumElements < 3 )
| M8N4FMGyi |  |  |  | (N/m) | ( NMembers < 8 ) .OR. ( Member(8)%NumElements < 4 )
| M8N5FMGyi |  |  |  | (N/m) | ( NMembers < 8 ) .OR. ( Member(8)%NumElements < 5 )
| M8N6FMGyi |  |  |  | (N/m) | ( NMembers < 8 ) .OR. ( Member(8)%NumElements < 6 )
| M8N7FMGyi |  |  |  | (N/m) | ( NMembers < 8 ) .OR. ( Member(8)%NumElements < 7 )
| M8N8FMGyi |  |  |  | (N/m) | ( NMembers < 8 ) .OR. ( Member(8)%NumElements < 8 )
| M8N9FMGyi |  |  |  | (N/m) | ( NMembers < 8 ) .OR. ( Member(8)%NumElements < 9 )
| M9N1FMGyi |  |  |  | (N/m) | ( NMembers < 9 ) .OR. ( Member(9)%NumElements < 1 )
| M9N2FMGyi |  |  |  | (N/m) | ( NMembers < 9 ) .OR. ( Member(9)%NumElements < 2 )
| M9N3FMGyi |  |  |  | (N/m) | ( NMembers < 9 ) .OR. ( Member(9)%NumElements < 3 )
| M9N4FMGyi |  |  |  | (N/m) | ( NMembers < 9 ) .OR. ( Member(9)%NumElements < 4 )
| M9N5FMGyi |  |  |  | (N/m) | ( NMembers < 9 ) .OR. ( Member(9)%NumElements < 5 )
| M9N6FMGyi |  |  |  | (N/m) | ( NMembers < 9 ) .OR. ( Member(9)%NumElements < 6 )
| M9N7FMGyi |  |  |  | (N/m) | ( NMembers < 9 ) .OR. ( Member(9)%NumElements < 7 )
| M9N8FMGyi |  |  |  | (N/m) | ( NMembers < 9 ) .OR. ( Member(9)%NumElements < 8 )
| M9N9FMGyi |  |  |  | (N/m) | ( NMembers < 9 ) .OR. ( Member(9)%NumElements < 9 )
| M1N1FMGzi |  | z-component of the distributed marine growth weight force expressed in the inertial coordinate system |  | (N/m) | ( NMembers < 1 ) .OR. ( Member(1)%NumElements < 1 )
| M1N2FMGzi |  |  |  | (N/m) | ( NMembers < 1 ) .OR. ( Member(1)%NumElements < 2 )
| M1N3FMGzi |  |  |  | (N/m) | ( NMembers < 1 ) .OR. ( Member(1)%NumElements < 3 )
| M1N4FMGzi |  |  |  | (N/m) | ( NMembers < 1 ) .OR. ( Member(1)%NumElements < 4 )
| M1N5FMGzi |  |  |  | (N/m) | ( NMembers < 1 ) .OR. ( Member(1)%NumElements < 5 )
| M1N6FMGzi |  |  |  | (N/m) | ( NMembers < 1 ) .OR. ( Member(1)%NumElements < 6 )
| M1N7FMGzi |  |  |  | (N/m) | ( NMembers < 1 ) .OR. ( Member(1)%NumElements < 7 )
| M1N8FMGzi |  |  |  | (N/m) | ( NMembers < 1 ) .OR. ( Member(1)%NumElements < 8 )
| M1N9FMGzi |  |  |  | (N/m) | ( NMembers < 1 ) .OR. ( Member(1)%NumElements < 9 )
| M2N1FMGzi |  |  |  | (N/m) | ( NMembers < 2 ) .OR. ( Member(2)%NumElements < 1 )
| M2N2FMGzi |  |  |  | (N/m) | ( NMembers < 2 ) .OR. ( Member(2)%NumElements < 2 )
| M2N3FMGzi |  |  |  | (N/m) | ( NMembers < 2 ) .OR. ( Member(2)%NumElements < 3 )
| M2N4FMGzi |  |  |  | (N/m) | ( NMembers < 2 ) .OR. ( Member(2)%NumElements < 4 )
| M2N5FMGzi |  |  |  | (N/m) | ( NMembers < 2 ) .OR. ( Member(2)%NumElements < 5 )
| M2N6FMGzi |  |  |  | (N/m) | ( NMembers < 2 ) .OR. ( Member(2)%NumElements < 6 )
| M2N7FMGzi |  |  |  | (N/m) | ( NMembers < 2 ) .OR. ( Member(2)%NumElements < 7 )
| M2N8FMGzi |  |  |  | (N/m) | ( NMembers < 2 ) .OR. ( Member(2)%NumElements < 8 )
| M2N9FMGzi |  |  |  | (N/m) | ( NMembers < 2 ) .OR. ( Member(2)%NumElements < 9 )
| M3N1FMGzi |  |  |  | (N/m) | ( NMembers < 3 ) .OR. ( Member(3)%NumElements < 1 )
| M3N2FMGzi |  |  |  | (N/m) | ( NMembers < 3 ) .OR. ( Member(3)%NumElements < 2 )
| M3N3FMGzi |  |  |  | (N/m) | ( NMembers < 3 ) .OR. ( Member(3)%NumElements < 3 )
| M3N4FMGzi |  |  |  | (N/m) | ( NMembers < 3 ) .OR. ( Member(3)%NumElements < 4 )
| M3N5FMGzi |  |  |  | (N/m) | ( NMembers < 3 ) .OR. ( Member(3)%NumElements < 5 )
| M3N6FMGzi |  |  |  | (N/m) | ( NMembers < 3 ) .OR. ( Member(3)%NumElements < 6 )
| M3N7FMGzi |  |  |  | (N/m) | ( NMembers < 3 ) .OR. ( Member(3)%NumElements < 7 )
| M3N8FMGzi |  |  |  | (N/m) | ( NMembers < 3 ) .OR. ( Member(3)%NumElements < 8 )
| M3N9FMGzi |  |  |  | (N/m) | ( NMembers < 3 ) .OR. ( Member(3)%NumElements < 9 )
| M4N1FMGzi |  |  |  | (N/m) | ( NMembers < 4 ) .OR. ( Member(4)%NumElements < 1 )
| M4N2FMGzi |  |  |  | (N/m) | ( NMembers < 4 ) .OR. ( Member(4)%NumElements < 2 )
| M4N3FMGzi |  |  |  | (N/m) | ( NMembers < 4 ) .OR. ( Member(4)%NumElements < 3 )
| M4N4FMGzi |  |  |  | (N/m) | ( NMembers < 4 ) .OR. ( Member(4)%NumElements < 4 )
| M4N5FMGzi |  |  |  | (N/m) | ( NMembers < 4 ) .OR. ( Member(4)%NumElements < 5 )
| M4N6FMGzi |  |  |  | (N/m) | ( NMembers < 4 ) .OR. ( Member(4)%NumElements < 6 )
| M4N7FMGzi |  |  |  | (N/m) | ( NMembers < 4 ) .OR. ( Member(4)%NumElements < 7 )
| M4N8FMGzi |  |  |  | (N/m) | ( NMembers < 4 ) .OR. ( Member(4)%NumElements < 8 )
| M4N9FMGzi |  |  |  | (N/m) | ( NMembers < 4 ) .OR. ( Member(4)%NumElements < 9 )
| M5N1FMGzi |  |  |  | (N/m) | ( NMembers < 5 ) .OR. ( Member(5)%NumElements < 1 )
| M5N2FMGzi |  |  |  | (N/m) | ( NMembers < 5 ) .OR. ( Member(5)%NumElements < 2 )
| M5N3FMGzi |  |  |  | (N/m) | ( NMembers < 5 ) .OR. ( Member(5)%NumElements < 3 )
| M5N4FMGzi |  |  |  | (N/m) | ( NMembers < 5 ) .OR. ( Member(5)%NumElements < 4 )
| M5N5FMGzi |  |  |  | (N/m) | ( NMembers < 5 ) .OR. ( Member(5)%NumElements < 5 )
| M5N6FMGzi |  |  |  | (N/m) | ( NMembers < 5 ) .OR. ( Member(5)%NumElements < 6 )
| M5N7FMGzi |  |  |  | (N/m) | ( NMembers < 5 ) .OR. ( Member(5)%NumElements < 7 )
| M5N8FMGzi |  |  |  | (N/m) | ( NMembers < 5 ) .OR. ( Member(5)%NumElements < 8 )
| M5N9FMGzi |  |  |  | (N/m) | ( NMembers < 5 ) .OR. ( Member(5)%NumElements < 9 )
| M6N1FMGzi |  |  |  | (N/m) | ( NMembers < 6 ) .OR. ( Member(6)%NumElements < 1 )
| M6N2FMGzi |  |  |  | (N/m) | ( NMembers < 6 ) .OR. ( Member(6)%NumElements < 2 )
| M6N3FMGzi |  |  |  | (N/m) | ( NMembers < 6 ) .OR. ( Member(6)%NumElements < 3 )
| M6N4FMGzi |  |  |  | (N/m) | ( NMembers < 6 ) .OR. ( Member(6)%NumElements < 4 )
| M6N5FMGzi |  |  |  | (N/m) | ( NMembers < 6 ) .OR. ( Member(6)%NumElements < 5 )
| M6N6FMGzi |  |  |  | (N/m) | ( NMembers < 6 ) .OR. ( Member(6)%NumElements < 6 )
| M6N7FMGzi |  |  |  | (N/m) | ( NMembers < 6 ) .OR. ( Member(6)%NumElements < 7 )
| M6N8FMGzi |  |  |  | (N/m) | ( NMembers < 6 ) .OR. ( Member(6)%NumElements < 8 )
| M6N9FMGzi |  |  |  | (N/m) | ( NMembers < 6 ) .OR. ( Member(6)%NumElements < 9 )
| M7N1FMGzi |  |  |  | (N/m) | ( NMembers < 7 ) .OR. ( Member(7)%NumElements < 1 )
| M7N2FMGzi |  |  |  | (N/m) | ( NMembers < 7 ) .OR. ( Member(7)%NumElements < 2 )
| M7N3FMGzi |  |  |  | (N/m) | ( NMembers < 7 ) .OR. ( Member(7)%NumElements < 3 )
| M7N4FMGzi |  |  |  | (N/m) | ( NMembers < 7 ) .OR. ( Member(7)%NumElements < 4 )
| M7N5FMGzi |  |  |  | (N/m) | ( NMembers < 7 ) .OR. ( Member(7)%NumElements < 5 )
| M7N6FMGzi |  |  |  | (N/m) | ( NMembers < 7 ) .OR. ( Member(7)%NumElements < 6 )
| M7N7FMGzi |  |  |  | (N/m) | ( NMembers < 7 ) .OR. ( Member(7)%NumElements < 7 )
| M7N8FMGzi |  |  |  | (N/m) | ( NMembers < 7 ) .OR. ( Member(7)%NumElements < 8 )
| M7N9FMGzi |  |  |  | (N/m) | ( NMembers < 7 ) .OR. ( Member(7)%NumElements < 9 )
| M8N1FMGzi |  |  |  | (N/m) | ( NMembers < 8 ) .OR. ( Member(8)%NumElements < 1 )
| M8N2FMGzi |  |  |  | (N/m) | ( NMembers < 8 ) .OR. ( Member(8)%NumElements < 2 )
| M8N3FMGzi |  |  |  | (N/m) | ( NMembers < 8 ) .OR. ( Member(8)%NumElements < 3 )
| M8N4FMGzi |  |  |  | (N/m) | ( NMembers < 8 ) .OR. ( Member(8)%NumElements < 4 )
| M8N5FMGzi |  |  |  | (N/m) | ( NMembers < 8 ) .OR. ( Member(8)%NumElements < 5 )
| M8N6FMGzi |  |  |  | (N/m) | ( NMembers < 8 ) .OR. ( Member(8)%NumElements < 6 )
| M8N7FMGzi |  |  |  | (N/m) | ( NMembers < 8 ) .OR. ( Member(8)%NumElements < 7 )
| M8N8FMGzi |  |  |  | (N/m) | ( NMembers < 8 ) .OR. ( Member(8)%NumElements < 8 )
| M8N9FMGzi |  |  |  | (N/m) | ( NMembers < 8 ) .OR. ( Member(8)%NumElements < 9 )
| M9N1FMGzi |  |  |  | (N/m) | ( NMembers < 9 ) .OR. ( Member(9)%NumElements < 1 )
| M9N2FMGzi |  |  |  | (N/m) | ( NMembers < 9 ) .OR. ( Member(9)%NumElements < 2 )
| M9N3FMGzi |  |  |  | (N/m) | ( NMembers < 9 ) .OR. ( Member(9)%NumElements < 3 )
| M9N4FMGzi |  |  |  | (N/m) | ( NMembers < 9 ) .OR. ( Member(9)%NumElements < 4 )
| M9N5FMGzi |  |  |  | (N/m) | ( NMembers < 9 ) .OR. ( Member(9)%NumElements < 5 )
| M9N6FMGzi |  |  |  | (N/m) | ( NMembers < 9 ) .OR. ( Member(9)%NumElements < 6 )
| M9N7FMGzi |  |  |  | (N/m) | ( NMembers < 9 ) .OR. ( Member(9)%NumElements < 7 )
| M9N8FMGzi |  |  |  | (N/m) | ( NMembers < 9 ) .OR. ( Member(9)%NumElements < 8 )
| M9N9FMGzi |  |  |  | (N/m) | ( NMembers < 9 ) .OR. ( Member(9)%NumElements < 9 )
| M1N1MMGxi |  | x-component of the distributed marine growth weight moment expressed in the inertial coordinate system |  | (N-m/m) | ( NMembers < 1 ) .OR. ( Member(1)%NumElements < 1 )
| M1N2MMGxi |  |  |  | (N-m/m) | ( NMembers < 1 ) .OR. ( Member(1)%NumElements < 2 )
| M1N3MMGxi |  |  |  | (N-m/m) | ( NMembers < 1 ) .OR. ( Member(1)%NumElements < 3 )
| M1N4MMGxi |  |  |  | (N-m/m) | ( NMembers < 1 ) .OR. ( Member(1)%NumElements < 4 )
| M1N5MMGxi |  |  |  | (N-m/m) | ( NMembers < 1 ) .OR. ( Member(1)%NumElements < 5 )
| M1N6MMGxi |  |  |  | (N-m/m) | ( NMembers < 1 ) .OR. ( Member(1)%NumElements < 6 )
| M1N7MMGxi |  |  |  | (N-m/m) | ( NMembers < 1 ) .OR. ( Member(1)%NumElements < 7 )
| M1N8MMGxi |  |  |  | (N-m/m) | ( NMembers < 1 ) .OR. ( Member(1)%NumElements < 8 )
| M1N9MMGxi |  |  |  | (N-m/m) | ( NMembers < 1 ) .OR. ( Member(1)%NumElements < 9 )
| M2N1MMGxi |  |  |  | (N-m/m) | ( NMembers < 2 ) .OR. ( Member(2)%NumElements < 1 )
| M2N2MMGxi |  |  |  | (N-m/m) | ( NMembers < 2 ) .OR. ( Member(2)%NumElements < 2 )
| M2N3MMGxi |  |  |  | (N-m/m) | ( NMembers < 2 ) .OR. ( Member(2)%NumElements < 3 )
| M2N4MMGxi |  |  |  | (N-m/m) | ( NMembers < 2 ) .OR. ( Member(2)%NumElements < 4 )
| M2N5MMGxi |  |  |  | (N-m/m) | ( NMembers < 2 ) .OR. ( Member(2)%NumElements < 5 )
| M2N6MMGxi |  |  |  | (N-m/m) | ( NMembers < 2 ) .OR. ( Member(2)%NumElements < 6 )
| M2N7MMGxi |  |  |  | (N-m/m) | ( NMembers < 2 ) .OR. ( Member(2)%NumElements < 7 )
| M2N8MMGxi |  |  |  | (N-m/m) | ( NMembers < 2 ) .OR. ( Member(2)%NumElements < 8 )
| M2N9MMGxi |  |  |  | (N-m/m) | ( NMembers < 2 ) .OR. ( Member(2)%NumElements < 9 )
| M3N1MMGxi |  |  |  | (N-m/m) | ( NMembers < 3 ) .OR. ( Member(3)%NumElements < 1 )
| M3N2MMGxi |  |  |  | (N-m/m) | ( NMembers < 3 ) .OR. ( Member(3)%NumElements < 2 )
| M3N3MMGxi |  |  |  | (N-m/m) | ( NMembers < 3 ) .OR. ( Member(3)%NumElements < 3 )
| M3N4MMGxi |  |  |  | (N-m/m) | ( NMembers < 3 ) .OR. ( Member(3)%NumElements < 4 )
| M3N5MMGxi |  |  |  | (N-m/m) | ( NMembers < 3 ) .OR. ( Member(3)%NumElements < 5 )
| M3N6MMGxi |  |  |  | (N-m/m) | ( NMembers < 3 ) .OR. ( Member(3)%NumElements < 6 )
| M3N7MMGxi |  |  |  | (N-m/m) | ( NMembers < 3 ) .OR. ( Member(3)%NumElements < 7 )
| M3N8MMGxi |  |  |  | (N-m/m) | ( NMembers < 3 ) .OR. ( Member(3)%NumElements < 8 )
| M3N9MMGxi |  |  |  | (N-m/m) | ( NMembers < 3 ) .OR. ( Member(3)%NumElements < 9 )
| M4N1MMGxi |  |  |  | (N-m/m) | ( NMembers < 4 ) .OR. ( Member(4)%NumElements < 1 )
| M4N2MMGxi |  |  |  | (N-m/m) | ( NMembers < 4 ) .OR. ( Member(4)%NumElements < 2 )
| M4N3MMGxi |  |  |  | (N-m/m) | ( NMembers < 4 ) .OR. ( Member(4)%NumElements < 3 )
| M4N4MMGxi |  |  |  | (N-m/m) | ( NMembers < 4 ) .OR. ( Member(4)%NumElements < 4 )
| M4N5MMGxi |  |  |  | (N-m/m) | ( NMembers < 4 ) .OR. ( Member(4)%NumElements < 5 )
| M4N6MMGxi |  |  |  | (N-m/m) | ( NMembers < 4 ) .OR. ( Member(4)%NumElements < 6 )
| M4N7MMGxi |  |  |  | (N-m/m) | ( NMembers < 4 ) .OR. ( Member(4)%NumElements < 7 )
| M4N8MMGxi |  |  |  | (N-m/m) | ( NMembers < 4 ) .OR. ( Member(4)%NumElements < 8 )
| M4N9MMGxi |  |  |  | (N-m/m) | ( NMembers < 4 ) .OR. ( Member(4)%NumElements < 9 )
| M5N1MMGxi |  |  |  | (N-m/m) | ( NMembers < 5 ) .OR. ( Member(5)%NumElements < 1 )
| M5N2MMGxi |  |  |  | (N-m/m) | ( NMembers < 5 ) .OR. ( Member(5)%NumElements < 2 )
| M5N3MMGxi |  |  |  | (N-m/m) | ( NMembers < 5 ) .OR. ( Member(5)%NumElements < 3 )
| M5N4MMGxi |  |  |  | (N-m/m) | ( NMembers < 5 ) .OR. ( Member(5)%NumElements < 4 )
| M5N5MMGxi |  |  |  | (N-m/m) | ( NMembers < 5 ) .OR. ( Member(5)%NumElements < 5 )
| M5N6MMGxi |  |  |  | (N-m/m) | ( NMembers < 5 ) .OR. ( Member(5)%NumElements < 6 )
| M5N7MMGxi |  |  |  | (N-m/m) | ( NMembers < 5 ) .OR. ( Member(5)%NumElements < 7 )
| M5N8MMGxi |  |  |  | (N-m/m) | ( NMembers < 5 ) .OR. ( Member(5)%NumElements < 8 )
| M5N9MMGxi |  |  |  | (N-m/m) | ( NMembers < 5 ) .OR. ( Member(5)%NumElements < 9 )
| M6N1MMGxi |  |  |  | (N-m/m) | ( NMembers < 6 ) .OR. ( Member(6)%NumElements < 1 )
| M6N2MMGxi |  |  |  | (N-m/m) | ( NMembers < 6 ) .OR. ( Member(6)%NumElements < 2 )
| M6N3MMGxi |  |  |  | (N-m/m) | ( NMembers < 6 ) .OR. ( Member(6)%NumElements < 3 )
| M6N4MMGxi |  |  |  | (N-m/m) | ( NMembers < 6 ) .OR. ( Member(6)%NumElements < 4 )
| M6N5MMGxi |  |  |  | (N-m/m) | ( NMembers < 6 ) .OR. ( Member(6)%NumElements < 5 )
| M6N6MMGxi |  |  |  | (N-m/m) | ( NMembers < 6 ) .OR. ( Member(6)%NumElements < 6 )
| M6N7MMGxi |  |  |  | (N-m/m) | ( NMembers < 6 ) .OR. ( Member(6)%NumElements < 7 )
| M6N8MMGxi |  |  |  | (N-m/m) | ( NMembers < 6 ) .OR. ( Member(6)%NumElements < 8 )
| M6N9MMGxi |  |  |  | (N-m/m) | ( NMembers < 6 ) .OR. ( Member(6)%NumElements < 9 )
| M7N1MMGxi |  |  |  | (N-m/m) | ( NMembers < 7 ) .OR. ( Member(7)%NumElements < 1 )
| M7N2MMGxi |  |  |  | (N-m/m) | ( NMembers < 7 ) .OR. ( Member(7)%NumElements < 2 )
| M7N3MMGxi |  |  |  | (N-m/m) | ( NMembers < 7 ) .OR. ( Member(7)%NumElements < 3 )
| M7N4MMGxi |  |  |  | (N-m/m) | ( NMembers < 7 ) .OR. ( Member(7)%NumElements < 4 )
| M7N5MMGxi |  |  |  | (N-m/m) | ( NMembers < 7 ) .OR. ( Member(7)%NumElements < 5 )
| M7N6MMGxi |  |  |  | (N-m/m) | ( NMembers < 7 ) .OR. ( Member(7)%NumElements < 6 )
| M7N7MMGxi |  |  |  | (N-m/m) | ( NMembers < 7 ) .OR. ( Member(7)%NumElements < 7 )
| M7N8MMGxi |  |  |  | (N-m/m) | ( NMembers < 7 ) .OR. ( Member(7)%NumElements < 8 )
| M7N9MMGxi |  |  |  | (N-m/m) | ( NMembers < 7 ) .OR. ( Member(7)%NumElements < 9 )
| M8N1MMGxi |  |  |  | (N-m/m) | ( NMembers < 8 ) .OR. ( Member(8)%NumElements < 1 )
| M8N2MMGxi |  |  |  | (N-m/m) | ( NMembers < 8 ) .OR. ( Member(8)%NumElements < 2 )
| M8N3MMGxi |  |  |  | (N-m/m) | ( NMembers < 8 ) .OR. ( Member(8)%NumElements < 3 )
| M8N4MMGxi |  |  |  | (N-m/m) | ( NMembers < 8 ) .OR. ( Member(8)%NumElements < 4 )
| M8N5MMGxi |  |  |  | (N-m/m) | ( NMembers < 8 ) .OR. ( Member(8)%NumElements < 5 )
| M8N6MMGxi |  |  |  | (N-m/m) | ( NMembers < 8 ) .OR. ( Member(8)%NumElements < 6 )
| M8N7MMGxi |  |  |  | (N-m/m) | ( NMembers < 8 ) .OR. ( Member(8)%NumElements < 7 )
| M8N8MMGxi |  |  |  | (N-m/m) | ( NMembers < 8 ) .OR. ( Member(8)%NumElements < 8 )
| M8N9MMGxi |  |  |  | (N-m/m) | ( NMembers < 8 ) .OR. ( Member(8)%NumElements < 9 )
| M9N1MMGxi |  |  |  | (N-m/m) | ( NMembers < 9 ) .OR. ( Member(9)%NumElements < 1 )
| M9N2MMGxi |  |  |  | (N-m/m) | ( NMembers < 9 ) .OR. ( Member(9)%NumElements < 2 )
| M9N3MMGxi |  |  |  | (N-m/m) | ( NMembers < 9 ) .OR. ( Member(9)%NumElements < 3 )
| M9N4MMGxi |  |  |  | (N-m/m) | ( NMembers < 9 ) .OR. ( Member(9)%NumElements < 4 )
| M9N5MMGxi |  |  |  | (N-m/m) | ( NMembers < 9 ) .OR. ( Member(9)%NumElements < 5 )
| M9N6MMGxi |  |  |  | (N-m/m) | ( NMembers < 9 ) .OR. ( Member(9)%NumElements < 6 )
| M9N7MMGxi |  |  |  | (N-m/m) | ( NMembers < 9 ) .OR. ( Member(9)%NumElements < 7 )
| M9N8MMGxi |  |  |  | (N-m/m) | ( NMembers < 9 ) .OR. ( Member(9)%NumElements < 8 )
| M9N9MMGxi |  |  |  | (N-m/m) | ( NMembers < 9 ) .OR. ( Member(9)%NumElements < 9 )
| M1N1MMGyi |  | y-component of the distributed marine growth weight moment expressed in the inertial coordinate system |  | (N-m/m) | ( NMembers < 1 ) .OR. ( Member(1)%NumElements < 1 )
| M1N2MMGyi |  |  |  | (N-m/m) | ( NMembers < 1 ) .OR. ( Member(1)%NumElements < 2 )
| M1N3MMGyi |  |  |  | (N-m/m) | ( NMembers < 1 ) .OR. ( Member(1)%NumElements < 3 )
| M1N4MMGyi |  |  |  | (N-m/m) | ( NMembers < 1 ) .OR. ( Member(1)%NumElements < 4 )
| M1N5MMGyi |  |  |  | (N-m/m) | ( NMembers < 1 ) .OR. ( Member(1)%NumElements < 5 )
| M1N6MMGyi |  |  |  | (N-m/m) | ( NMembers < 1 ) .OR. ( Member(1)%NumElements < 6 )
| M1N7MMGyi |  |  |  | (N-m/m) | ( NMembers < 1 ) .OR. ( Member(1)%NumElements < 7 )
| M1N8MMGyi |  |  |  | (N-m/m) | ( NMembers < 1 ) .OR. ( Member(1)%NumElements < 8 )
| M1N9MMGyi |  |  |  | (N-m/m) | ( NMembers < 1 ) .OR. ( Member(1)%NumElements < 9 )
| M2N1MMGyi |  |  |  | (N-m/m) | ( NMembers < 2 ) .OR. ( Member(2)%NumElements < 1 )
| M2N2MMGyi |  |  |  | (N-m/m) | ( NMembers < 2 ) .OR. ( Member(2)%NumElements < 2 )
| M2N3MMGyi |  |  |  | (N-m/m) | ( NMembers < 2 ) .OR. ( Member(2)%NumElements < 3 )
| M2N4MMGyi |  |  |  | (N-m/m) | ( NMembers < 2 ) .OR. ( Member(2)%NumElements < 4 )
| M2N5MMGyi |  |  |  | (N-m/m) | ( NMembers < 2 ) .OR. ( Member(2)%NumElements < 5 )
| M2N6MMGyi |  |  |  | (N-m/m) | ( NMembers < 2 ) .OR. ( Member(2)%NumElements < 6 )
| M2N7MMGyi |  |  |  | (N-m/m) | ( NMembers < 2 ) .OR. ( Member(2)%NumElements < 7 )
| M2N8MMGyi |  |  |  | (N-m/m) | ( NMembers < 2 ) .OR. ( Member(2)%NumElements < 8 )
| M2N9MMGyi |  |  |  | (N-m/m) | ( NMembers < 2 ) .OR. ( Member(2)%NumElements < 9 )
| M3N1MMGyi |  |  |  | (N-m/m) | ( NMembers < 3 ) .OR. ( Member(3)%NumElements < 1 )
| M3N2MMGyi |  |  |  | (N-m/m) | ( NMembers < 3 ) .OR. ( Member(3)%NumElements < 2 )
| M3N3MMGyi |  |  |  | (N-m/m) | ( NMembers < 3 ) .OR. ( Member(3)%NumElements < 3 )
| M3N4MMGyi |  |  |  | (N-m/m) | ( NMembers < 3 ) .OR. ( Member(3)%NumElements < 4 )
| M3N5MMGyi |  |  |  | (N-m/m) | ( NMembers < 3 ) .OR. ( Member(3)%NumElements < 5 )
| M3N6MMGyi |  |  |  | (N-m/m) | ( NMembers < 3 ) .OR. ( Member(3)%NumElements < 6 )
| M3N7MMGyi |  |  |  | (N-m/m) | ( NMembers < 3 ) .OR. ( Member(3)%NumElements < 7 )
| M3N8MMGyi |  |  |  | (N-m/m) | ( NMembers < 3 ) .OR. ( Member(3)%NumElements < 8 )
| M3N9MMGyi |  |  |  | (N-m/m) | ( NMembers < 3 ) .OR. ( Member(3)%NumElements < 9 )
| M4N1MMGyi |  |  |  | (N-m/m) | ( NMembers < 4 ) .OR. ( Member(4)%NumElements < 1 )
| M4N2MMGyi |  |  |  | (N-m/m) | ( NMembers < 4 ) .OR. ( Member(4)%NumElements < 2 )
| M4N3MMGyi |  |  |  | (N-m/m) | ( NMembers < 4 ) .OR. ( Member(4)%NumElements < 3 )
| M4N4MMGyi |  |  |  | (N-m/m) | ( NMembers < 4 ) .OR. ( Member(4)%NumElements < 4 )
| M4N5MMGyi |  |  |  | (N-m/m) | ( NMembers < 4 ) .OR. ( Member(4)%NumElements < 5 )
| M4N6MMGyi |  |  |  | (N-m/m) | ( NMembers < 4 ) .OR. ( Member(4)%NumElements < 6 )
| M4N7MMGyi |  |  |  | (N-m/m) | ( NMembers < 4 ) .OR. ( Member(4)%NumElements < 7 )
| M4N8MMGyi |  |  |  | (N-m/m) | ( NMembers < 4 ) .OR. ( Member(4)%NumElements < 8 )
| M4N9MMGyi |  |  |  | (N-m/m) | ( NMembers < 4 ) .OR. ( Member(4)%NumElements < 9 )
| M5N1MMGyi |  |  |  | (N-m/m) | ( NMembers < 5 ) .OR. ( Member(5)%NumElements < 1 )
| M5N2MMGyi |  |  |  | (N-m/m) | ( NMembers < 5 ) .OR. ( Member(5)%NumElements < 2 )
| M5N3MMGyi |  |  |  | (N-m/m) | ( NMembers < 5 ) .OR. ( Member(5)%NumElements < 3 )
| M5N4MMGyi |  |  |  | (N-m/m) | ( NMembers < 5 ) .OR. ( Member(5)%NumElements < 4 )
| M5N5MMGyi |  |  |  | (N-m/m) | ( NMembers < 5 ) .OR. ( Member(5)%NumElements < 5 )
| M5N6MMGyi |  |  |  | (N-m/m) | ( NMembers < 5 ) .OR. ( Member(5)%NumElements < 6 )
| M5N7MMGyi |  |  |  | (N-m/m) | ( NMembers < 5 ) .OR. ( Member(5)%NumElements < 7 )
| M5N8MMGyi |  |  |  | (N-m/m) | ( NMembers < 5 ) .OR. ( Member(5)%NumElements < 8 )
| M5N9MMGyi |  |  |  | (N-m/m) | ( NMembers < 5 ) .OR. ( Member(5)%NumElements < 9 )
| M6N1MMGyi |  |  |  | (N-m/m) | ( NMembers < 6 ) .OR. ( Member(6)%NumElements < 1 )
| M6N2MMGyi |  |  |  | (N-m/m) | ( NMembers < 6 ) .OR. ( Member(6)%NumElements < 2 )
| M6N3MMGyi |  |  |  | (N-m/m) | ( NMembers < 6 ) .OR. ( Member(6)%NumElements < 3 )
| M6N4MMGyi |  |  |  | (N-m/m) | ( NMembers < 6 ) .OR. ( Member(6)%NumElements < 4 )
| M6N5MMGyi |  |  |  | (N-m/m) | ( NMembers < 6 ) .OR. ( Member(6)%NumElements < 5 )
| M6N6MMGyi |  |  |  | (N-m/m) | ( NMembers < 6 ) .OR. ( Member(6)%NumElements < 6 )
| M6N7MMGyi |  |  |  | (N-m/m) | ( NMembers < 6 ) .OR. ( Member(6)%NumElements < 7 )
| M6N8MMGyi |  |  |  | (N-m/m) | ( NMembers < 6 ) .OR. ( Member(6)%NumElements < 8 )
| M6N9MMGyi |  |  |  | (N-m/m) | ( NMembers < 6 ) .OR. ( Member(6)%NumElements < 9 )
| M7N1MMGyi |  |  |  | (N-m/m) | ( NMembers < 7 ) .OR. ( Member(7)%NumElements < 1 )
| M7N2MMGyi |  |  |  | (N-m/m) | ( NMembers < 7 ) .OR. ( Member(7)%NumElements < 2 )
| M7N3MMGyi |  |  |  | (N-m/m) | ( NMembers < 7 ) .OR. ( Member(7)%NumElements < 3 )
| M7N4MMGyi |  |  |  | (N-m/m) | ( NMembers < 7 ) .OR. ( Member(7)%NumElements < 4 )
| M7N5MMGyi |  |  |  | (N-m/m) | ( NMembers < 7 ) .OR. ( Member(7)%NumElements < 5 )
| M7N6MMGyi |  |  |  | (N-m/m) | ( NMembers < 7 ) .OR. ( Member(7)%NumElements < 6 )
| M7N7MMGyi |  |  |  | (N-m/m) | ( NMembers < 7 ) .OR. ( Member(7)%NumElements < 7 )
| M7N8MMGyi |  |  |  | (N-m/m) | ( NMembers < 7 ) .OR. ( Member(7)%NumElements < 8 )
| M7N9MMGyi |  |  |  | (N-m/m) | ( NMembers < 7 ) .OR. ( Member(7)%NumElements < 9 )
| M8N1MMGyi |  |  |  | (N-m/m) | ( NMembers < 8 ) .OR. ( Member(8)%NumElements < 1 )
| M8N2MMGyi |  |  |  | (N-m/m) | ( NMembers < 8 ) .OR. ( Member(8)%NumElements < 2 )
| M8N3MMGyi |  |  |  | (N-m/m) | ( NMembers < 8 ) .OR. ( Member(8)%NumElements < 3 )
| M8N4MMGyi |  |  |  | (N-m/m) | ( NMembers < 8 ) .OR. ( Member(8)%NumElements < 4 )
| M8N5MMGyi |  |  |  | (N-m/m) | ( NMembers < 8 ) .OR. ( Member(8)%NumElements < 5 )
| M8N6MMGyi |  |  |  | (N-m/m) | ( NMembers < 8 ) .OR. ( Member(8)%NumElements < 6 )
| M8N7MMGyi |  |  |  | (N-m/m) | ( NMembers < 8 ) .OR. ( Member(8)%NumElements < 7 )
| M8N8MMGyi |  |  |  | (N-m/m) | ( NMembers < 8 ) .OR. ( Member(8)%NumElements < 8 )
| M8N9MMGyi |  |  |  | (N-m/m) | ( NMembers < 8 ) .OR. ( Member(8)%NumElements < 9 )
| M9N1MMGyi |  |  |  | (N-m/m) | ( NMembers < 9 ) .OR. ( Member(9)%NumElements < 1 )
| M9N2MMGyi |  |  |  | (N-m/m) | ( NMembers < 9 ) .OR. ( Member(9)%NumElements < 2 )
| M9N3MMGyi |  |  |  | (N-m/m) | ( NMembers < 9 ) .OR. ( Member(9)%NumElements < 3 )
| M9N4MMGyi |  |  |  | (N-m/m) | ( NMembers < 9 ) .OR. ( Member(9)%NumElements < 4 )
| M9N5MMGyi |  |  |  | (N-m/m) | ( NMembers < 9 ) .OR. ( Member(9)%NumElements < 5 )
| M9N6MMGyi |  |  |  | (N-m/m) | ( NMembers < 9 ) .OR. ( Member(9)%NumElements < 6 )
| M9N7MMGyi |  |  |  | (N-m/m) | ( NMembers < 9 ) .OR. ( Member(9)%NumElements < 7 )
| M9N8MMGyi |  |  |  | (N-m/m) | ( NMembers < 9 ) .OR. ( Member(9)%NumElements < 8 )
| M9N9MMGyi |  |  |  | (N-m/m) | ( NMembers < 9 ) .OR. ( Member(9)%NumElements < 9 )
| M1N1MMGzi |  | z-component of the distributed marine growth weight moment expressed in the inertial coordinate system |  | (N-m/m) | ( NMembers < 1 ) .OR. ( Member(1)%NumElements < 1 )
| M1N2MMGzi |  |  |  | (N-m/m) | ( NMembers < 1 ) .OR. ( Member(1)%NumElements < 2 )
| M1N3MMGzi |  |  |  | (N-m/m) | ( NMembers < 1 ) .OR. ( Member(1)%NumElements < 3 )
| M1N4MMGzi |  |  |  | (N-m/m) | ( NMembers < 1 ) .OR. ( Member(1)%NumElements < 4 )
| M1N5MMGzi |  |  |  | (N-m/m) | ( NMembers < 1 ) .OR. ( Member(1)%NumElements < 5 )
| M1N6MMGzi |  |  |  | (N-m/m) | ( NMembers < 1 ) .OR. ( Member(1)%NumElements < 6 )
| M1N7MMGzi |  |  |  | (N-m/m) | ( NMembers < 1 ) .OR. ( Member(1)%NumElements < 7 )
| M1N8MMGzi |  |  |  | (N-m/m) | ( NMembers < 1 ) .OR. ( Member(1)%NumElements < 8 )
| M1N9MMGzi |  |  |  | (N-m/m) | ( NMembers < 1 ) .OR. ( Member(1)%NumElements < 9 )
| M2N1MMGzi |  |  |  | (N-m/m) | ( NMembers < 2 ) .OR. ( Member(2)%NumElements < 1 )
| M2N2MMGzi |  |  |  | (N-m/m) | ( NMembers < 2 ) .OR. ( Member(2)%NumElements < 2 )
| M2N3MMGzi |  |  |  | (N-m/m) | ( NMembers < 2 ) .OR. ( Member(2)%NumElements < 3 )
| M2N4MMGzi |  |  |  | (N-m/m) | ( NMembers < 2 ) .OR. ( Member(2)%NumElements < 4 )
| M2N5MMGzi |  |  |  | (N-m/m) | ( NMembers < 2 ) .OR. ( Member(2)%NumElements < 5 )
| M2N6MMGzi |  |  |  | (N-m/m) | ( NMembers < 2 ) .OR. ( Member(2)%NumElements < 6 )
| M2N7MMGzi |  |  |  | (N-m/m) | ( NMembers < 2 ) .OR. ( Member(2)%NumElements < 7 )
| M2N8MMGzi |  |  |  | (N-m/m) | ( NMembers < 2 ) .OR. ( Member(2)%NumElements < 8 )
| M2N9MMGzi |  |  |  | (N-m/m) | ( NMembers < 2 ) .OR. ( Member(2)%NumElements < 9 )
| M3N1MMGzi |  |  |  | (N-m/m) | ( NMembers < 3 ) .OR. ( Member(3)%NumElements < 1 )
| M3N2MMGzi |  |  |  | (N-m/m) | ( NMembers < 3 ) .OR. ( Member(3)%NumElements < 2 )
| M3N3MMGzi |  |  |  | (N-m/m) | ( NMembers < 3 ) .OR. ( Member(3)%NumElements < 3 )
| M3N4MMGzi |  |  |  | (N-m/m) | ( NMembers < 3 ) .OR. ( Member(3)%NumElements < 4 )
| M3N5MMGzi |  |  |  | (N-m/m) | ( NMembers < 3 ) .OR. ( Member(3)%NumElements < 5 )
| M3N6MMGzi |  |  |  | (N-m/m) | ( NMembers < 3 ) .OR. ( Member(3)%NumElements < 6 )
| M3N7MMGzi |  |  |  | (N-m/m) | ( NMembers < 3 ) .OR. ( Member(3)%NumElements < 7 )
| M3N8MMGzi |  |  |  | (N-m/m) | ( NMembers < 3 ) .OR. ( Member(3)%NumElements < 8 )
| M3N9MMGzi |  |  |  | (N-m/m) | ( NMembers < 3 ) .OR. ( Member(3)%NumElements < 9 )
| M4N1MMGzi |  |  |  | (N-m/m) | ( NMembers < 4 ) .OR. ( Member(4)%NumElements < 1 )
| M4N2MMGzi |  |  |  | (N-m/m) | ( NMembers < 4 ) .OR. ( Member(4)%NumElements < 2 )
| M4N3MMGzi |  |  |  | (N-m/m) | ( NMembers < 4 ) .OR. ( Member(4)%NumElements < 3 )
| M4N4MMGzi |  |  |  | (N-m/m) | ( NMembers < 4 ) .OR. ( Member(4)%NumElements < 4 )
| M4N5MMGzi |  |  |  | (N-m/m) | ( NMembers < 4 ) .OR. ( Member(4)%NumElements < 5 )
| M4N6MMGzi |  |  |  | (N-m/m) | ( NMembers < 4 ) .OR. ( Member(4)%NumElements < 6 )
| M4N7MMGzi |  |  |  | (N-m/m) | ( NMembers < 4 ) .OR. ( Member(4)%NumElements < 7 )
| M4N8MMGzi |  |  |  | (N-m/m) | ( NMembers < 4 ) .OR. ( Member(4)%NumElements < 8 )
| M4N9MMGzi |  |  |  | (N-m/m) | ( NMembers < 4 ) .OR. ( Member(4)%NumElements < 9 )
| M5N1MMGzi |  |  |  | (N-m/m) | ( NMembers < 5 ) .OR. ( Member(5)%NumElements < 1 )
| M5N2MMGzi |  |  |  | (N-m/m) | ( NMembers < 5 ) .OR. ( Member(5)%NumElements < 2 )
| M5N3MMGzi |  |  |  | (N-m/m) | ( NMembers < 5 ) .OR. ( Member(5)%NumElements < 3 )
| M5N4MMGzi |  |  |  | (N-m/m) | ( NMembers < 5 ) .OR. ( Member(5)%NumElements < 4 )
| M5N5MMGzi |  |  |  | (N-m/m) | ( NMembers < 5 ) .OR. ( Member(5)%NumElements < 5 )
| M5N6MMGzi |  |  |  | (N-m/m) | ( NMembers < 5 ) .OR. ( Member(5)%NumElements < 6 )
| M5N7MMGzi |  |  |  | (N-m/m) | ( NMembers < 5 ) .OR. ( Member(5)%NumElements < 7 )
| M5N8MMGzi |  |  |  | (N-m/m) | ( NMembers < 5 ) .OR. ( Member(5)%NumElements < 8 )
| M5N9MMGzi |  |  |  | (N-m/m) | ( NMembers < 5 ) .OR. ( Member(5)%NumElements < 9 )
| M6N1MMGzi |  |  |  | (N-m/m) | ( NMembers < 6 ) .OR. ( Member(6)%NumElements < 1 )
| M6N2MMGzi |  |  |  | (N-m/m) | ( NMembers < 6 ) .OR. ( Member(6)%NumElements < 2 )
| M6N3MMGzi |  |  |  | (N-m/m) | ( NMembers < 6 ) .OR. ( Member(6)%NumElements < 3 )
| M6N4MMGzi |  |  |  | (N-m/m) | ( NMembers < 6 ) .OR. ( Member(6)%NumElements < 4 )
| M6N5MMGzi |  |  |  | (N-m/m) | ( NMembers < 6 ) .OR. ( Member(6)%NumElements < 5 )
| M6N6MMGzi |  |  |  | (N-m/m) | ( NMembers < 6 ) .OR. ( Member(6)%NumElements < 6 )
| M6N7MMGzi |  |  |  | (N-m/m) | ( NMembers < 6 ) .OR. ( Member(6)%NumElements < 7 )
| M6N8MMGzi |  |  |  | (N-m/m) | ( NMembers < 6 ) .OR. ( Member(6)%NumElements < 8 )
| M6N9MMGzi |  |  |  | (N-m/m) | ( NMembers < 6 ) .OR. ( Member(6)%NumElements < 9 )
| M7N1MMGzi |  |  |  | (N-m/m) | ( NMembers < 7 ) .OR. ( Member(7)%NumElements < 1 )
| M7N2MMGzi |  |  |  | (N-m/m) | ( NMembers < 7 ) .OR. ( Member(7)%NumElements < 2 )
| M7N3MMGzi |  |  |  | (N-m/m) | ( NMembers < 7 ) .OR. ( Member(7)%NumElements < 3 )
| M7N4MMGzi |  |  |  | (N-m/m) | ( NMembers < 7 ) .OR. ( Member(7)%NumElements < 4 )
| M7N5MMGzi |  |  |  | (N-m/m) | ( NMembers < 7 ) .OR. ( Member(7)%NumElements < 5 )
| M7N6MMGzi |  |  |  | (N-m/m) | ( NMembers < 7 ) .OR. ( Member(7)%NumElements < 6 )
| M7N7MMGzi |  |  |  | (N-m/m) | ( NMembers < 7 ) .OR. ( Member(7)%NumElements < 7 )
| M7N8MMGzi |  |  |  | (N-m/m) | ( NMembers < 7 ) .OR. ( Member(7)%NumElements < 8 )
| M7N9MMGzi |  |  |  | (N-m/m) | ( NMembers < 7 ) .OR. ( Member(7)%NumElements < 9 )
| M8N1MMGzi |  |  |  | (N-m/m) | ( NMembers < 8 ) .OR. ( Member(8)%NumElements < 1 )
| M8N2MMGzi |  |  |  | (N-m/m) | ( NMembers < 8 ) .OR. ( Member(8)%NumElements < 2 )
| M8N3MMGzi |  |  |  | (N-m/m) | ( NMembers < 8 ) .OR. ( Member(8)%NumElements < 3 )
| M8N4MMGzi |  |  |  | (N-m/m) | ( NMembers < 8 ) .OR. ( Member(8)%NumElements < 4 )
| M8N5MMGzi |  |  |  | (N-m/m) | ( NMembers < 8 ) .OR. ( Member(8)%NumElements < 5 )
| M8N6MMGzi |  |  |  | (N-m/m) | ( NMembers < 8 ) .OR. ( Member(8)%NumElements < 6 )
| M8N7MMGzi |  |  |  | (N-m/m) | ( NMembers < 8 ) .OR. ( Member(8)%NumElements < 7 )
| M8N8MMGzi |  |  |  | (N-m/m) | ( NMembers < 8 ) .OR. ( Member(8)%NumElements < 8 )
| M8N9MMGzi |  |  |  | (N-m/m) | ( NMembers < 8 ) .OR. ( Member(8)%NumElements < 9 )
| M9N1MMGzi |  |  |  | (N-m/m) | ( NMembers < 9 ) .OR. ( Member(9)%NumElements < 1 )
| M9N2MMGzi |  |  |  | (N-m/m) | ( NMembers < 9 ) .OR. ( Member(9)%NumElements < 2 )
| M9N3MMGzi |  |  |  | (N-m/m) | ( NMembers < 9 ) .OR. ( Member(9)%NumElements < 3 )
| M9N4MMGzi |  |  |  | (N-m/m) | ( NMembers < 9 ) .OR. ( Member(9)%NumElements < 4 )
| M9N5MMGzi |  |  |  | (N-m/m) | ( NMembers < 9 ) .OR. ( Member(9)%NumElements < 5 )
| M9N6MMGzi |  |  |  | (N-m/m) | ( NMembers < 9 ) .OR. ( Member(9)%NumElements < 6 )
| M9N7MMGzi |  |  |  | (N-m/m) | ( NMembers < 9 ) .OR. ( Member(9)%NumElements < 7 )
| M9N8MMGzi |  |  |  | (N-m/m) | ( NMembers < 9 ) .OR. ( Member(9)%NumElements < 8 )
| M9N9MMGzi |  |  |  | (N-m/m) | ( NMembers < 9 ) .OR. ( Member(9)%NumElements < 9 )
| M1N1FAMxi |  | x-component of the distributed added mass force due to the member's displacement of the external fluid, expressed in the inertial coordinate system |  | (N/m) | ( NMembers < 1 ) .OR. ( Member(1)%NumElements < 1 )
| M1N2FAMxi |  |  |  | (N/m) | ( NMembers < 1 ) .OR. ( Member(1)%NumElements < 2 )
| M1N3FAMxi |  |  |  | (N/m) | ( NMembers < 1 ) .OR. ( Member(1)%NumElements < 3 )
| M1N4FAMxi |  |  |  | (N/m) | ( NMembers < 1 ) .OR. ( Member(1)%NumElements < 4 )
| M1N5FAMxi |  |  |  | (N/m) | ( NMembers < 1 ) .OR. ( Member(1)%NumElements < 5 )
| M1N6FAMxi |  |  |  | (N/m) | ( NMembers < 1 ) .OR. ( Member(1)%NumElements < 6 )
| M1N7FAMxi |  |  |  | (N/m) | ( NMembers < 1 ) .OR. ( Member(1)%NumElements < 7 )
| M1N8FAMxi |  |  |  | (N/m) | ( NMembers < 1 ) .OR. ( Member(1)%NumElements < 8 )
| M1N9FAMxi |  |  |  | (N/m) | ( NMembers < 1 ) .OR. ( Member(1)%NumElements < 9 )
| M2N1FAMxi |  |  |  | (N/m) | ( NMembers < 2 ) .OR. ( Member(2)%NumElements < 1 )
| M2N2FAMxi |  |  |  | (N/m) | ( NMembers < 2 ) .OR. ( Member(2)%NumElements < 2 )
| M2N3FAMxi |  |  |  | (N/m) | ( NMembers < 2 ) .OR. ( Member(2)%NumElements < 3 )
| M2N4FAMxi |  |  |  | (N/m) | ( NMembers < 2 ) .OR. ( Member(2)%NumElements < 4 )
| M2N5FAMxi |  |  |  | (N/m) | ( NMembers < 2 ) .OR. ( Member(2)%NumElements < 5 )
| M2N6FAMxi |  |  |  | (N/m) | ( NMembers < 2 ) .OR. ( Member(2)%NumElements < 6 )
| M2N7FAMxi |  |  |  | (N/m) | ( NMembers < 2 ) .OR. ( Member(2)%NumElements < 7 )
| M2N8FAMxi |  |  |  | (N/m) | ( NMembers < 2 ) .OR. ( Member(2)%NumElements < 8 )
| M2N9FAMxi |  |  |  | (N/m) | ( NMembers < 2 ) .OR. ( Member(2)%NumElements < 9 )
| M3N1FAMxi |  |  |  | (N/m) | ( NMembers < 3 ) .OR. ( Member(3)%NumElements < 1 )
| M3N2FAMxi |  |  |  | (N/m) | ( NMembers < 3 ) .OR. ( Member(3)%NumElements < 2 )
| M3N3FAMxi |  |  |  | (N/m) | ( NMembers < 3 ) .OR. ( Member(3)%NumElements < 3 )
| M3N4FAMxi |  |  |  | (N/m) | ( NMembers < 3 ) .OR. ( Member(3)%NumElements < 4 )
| M3N5FAMxi |  |  |  | (N/m) | ( NMembers < 3 ) .OR. ( Member(3)%NumElements < 5 )
| M3N6FAMxi |  |  |  | (N/m) | ( NMembers < 3 ) .OR. ( Member(3)%NumElements < 6 )
| M3N7FAMxi |  |  |  | (N/m) | ( NMembers < 3 ) .OR. ( Member(3)%NumElements < 7 )
| M3N8FAMxi |  |  |  | (N/m) | ( NMembers < 3 ) .OR. ( Member(3)%NumElements < 8 )
| M3N9FAMxi |  |  |  | (N/m) | ( NMembers < 3 ) .OR. ( Member(3)%NumElements < 9 )
| M4N1FAMxi |  |  |  | (N/m) | ( NMembers < 4 ) .OR. ( Member(4)%NumElements < 1 )
| M4N2FAMxi |  |  |  | (N/m) | ( NMembers < 4 ) .OR. ( Member(4)%NumElements < 2 )
| M4N3FAMxi |  |  |  | (N/m) | ( NMembers < 4 ) .OR. ( Member(4)%NumElements < 3 )
| M4N4FAMxi |  |  |  | (N/m) | ( NMembers < 4 ) .OR. ( Member(4)%NumElements < 4 )
| M4N5FAMxi |  |  |  | (N/m) | ( NMembers < 4 ) .OR. ( Member(4)%NumElements < 5 )
| M4N6FAMxi |  |  |  | (N/m) | ( NMembers < 4 ) .OR. ( Member(4)%NumElements < 6 )
| M4N7FAMxi |  |  |  | (N/m) | ( NMembers < 4 ) .OR. ( Member(4)%NumElements < 7 )
| M4N8FAMxi |  |  |  | (N/m) | ( NMembers < 4 ) .OR. ( Member(4)%NumElements < 8 )
| M4N9FAMxi |  |  |  | (N/m) | ( NMembers < 4 ) .OR. ( Member(4)%NumElements < 9 )
| M5N1FAMxi |  |  |  | (N/m) | ( NMembers < 5 ) .OR. ( Member(5)%NumElements < 1 )
| M5N2FAMxi |  |  |  | (N/m) | ( NMembers < 5 ) .OR. ( Member(5)%NumElements < 2 )
| M5N3FAMxi |  |  |  | (N/m) | ( NMembers < 5 ) .OR. ( Member(5)%NumElements < 3 )
| M5N4FAMxi |  |  |  | (N/m) | ( NMembers < 5 ) .OR. ( Member(5)%NumElements < 4 )
| M5N5FAMxi |  |  |  | (N/m) | ( NMembers < 5 ) .OR. ( Member(5)%NumElements < 5 )
| M5N6FAMxi |  |  |  | (N/m) | ( NMembers < 5 ) .OR. ( Member(5)%NumElements < 6 )
| M5N7FAMxi |  |  |  | (N/m) | ( NMembers < 5 ) .OR. ( Member(5)%NumElements < 7 )
| M5N8FAMxi |  |  |  | (N/m) | ( NMembers < 5 ) .OR. ( Member(5)%NumElements < 8 )
| M5N9FAMxi |  |  |  | (N/m) | ( NMembers < 5 ) .OR. ( Member(5)%NumElements < 9 )
| M6N1FAMxi |  |  |  | (N/m) | ( NMembers < 6 ) .OR. ( Member(6)%NumElements < 1 )
| M6N2FAMxi |  |  |  | (N/m) | ( NMembers < 6 ) .OR. ( Member(6)%NumElements < 2 )
| M6N3FAMxi |  |  |  | (N/m) | ( NMembers < 6 ) .OR. ( Member(6)%NumElements < 3 )
| M6N4FAMxi |  |  |  | (N/m) | ( NMembers < 6 ) .OR. ( Member(6)%NumElements < 4 )
| M6N5FAMxi |  |  |  | (N/m) | ( NMembers < 6 ) .OR. ( Member(6)%NumElements < 5 )
| M6N6FAMxi |  |  |  | (N/m) | ( NMembers < 6 ) .OR. ( Member(6)%NumElements < 6 )
| M6N7FAMxi |  |  |  | (N/m) | ( NMembers < 6 ) .OR. ( Member(6)%NumElements < 7 )
| M6N8FAMxi |  |  |  | (N/m) | ( NMembers < 6 ) .OR. ( Member(6)%NumElements < 8 )
| M6N9FAMxi |  |  |  | (N/m) | ( NMembers < 6 ) .OR. ( Member(6)%NumElements < 9 )
| M7N1FAMxi |  |  |  | (N/m) | ( NMembers < 7 ) .OR. ( Member(7)%NumElements < 1 )
| M7N2FAMxi |  |  |  | (N/m) | ( NMembers < 7 ) .OR. ( Member(7)%NumElements < 2 )
| M7N3FAMxi |  |  |  | (N/m) | ( NMembers < 7 ) .OR. ( Member(7)%NumElements < 3 )
| M7N4FAMxi |  |  |  | (N/m) | ( NMembers < 7 ) .OR. ( Member(7)%NumElements < 4 )
| M7N5FAMxi |  |  |  | (N/m) | ( NMembers < 7 ) .OR. ( Member(7)%NumElements < 5 )
| M7N6FAMxi |  |  |  | (N/m) | ( NMembers < 7 ) .OR. ( Member(7)%NumElements < 6 )
| M7N7FAMxi |  |  |  | (N/m) | ( NMembers < 7 ) .OR. ( Member(7)%NumElements < 7 )
| M7N8FAMxi |  |  |  | (N/m) | ( NMembers < 7 ) .OR. ( Member(7)%NumElements < 8 )
| M7N9FAMxi |  |  |  | (N/m) | ( NMembers < 7 ) .OR. ( Member(7)%NumElements < 9 )
| M8N1FAMxi |  |  |  | (N/m) | ( NMembers < 8 ) .OR. ( Member(8)%NumElements < 1 )
| M8N2FAMxi |  |  |  | (N/m) | ( NMembers < 8 ) .OR. ( Member(8)%NumElements < 2 )
| M8N3FAMxi |  |  |  | (N/m) | ( NMembers < 8 ) .OR. ( Member(8)%NumElements < 3 )
| M8N4FAMxi |  |  |  | (N/m) | ( NMembers < 8 ) .OR. ( Member(8)%NumElements < 4 )
| M8N5FAMxi |  |  |  | (N/m) | ( NMembers < 8 ) .OR. ( Member(8)%NumElements < 5 )
| M8N6FAMxi |  |  |  | (N/m) | ( NMembers < 8 ) .OR. ( Member(8)%NumElements < 6 )
| M8N7FAMxi |  |  |  | (N/m) | ( NMembers < 8 ) .OR. ( Member(8)%NumElements < 7 )
| M8N8FAMxi |  |  |  | (N/m) | ( NMembers < 8 ) .OR. ( Member(8)%NumElements < 8 )
| M8N9FAMxi |  |  |  | (N/m) | ( NMembers < 8 ) .OR. ( Member(8)%NumElements < 9 )
| M9N1FAMxi |  |  |  | (N/m) | ( NMembers < 9 ) .OR. ( Member(9)%NumElements < 1 )
| M9N2FAMxi |  |  |  | (N/m) | ( NMembers < 9 ) .OR. ( Member(9)%NumElements < 2 )
| M9N3FAMxi |  |  |  | (N/m) | ( NMembers < 9 ) .OR. ( Member(9)%NumElements < 3 )
| M9N4FAMxi |  |  |  | (N/m) | ( NMembers < 9 ) .OR. ( Member(9)%NumElements < 4 )
| M9N5FAMxi |  |  |  | (N/m) | ( NMembers < 9 ) .OR. ( Member(9)%NumElements < 5 )
| M9N6FAMxi |  |  |  | (N/m) | ( NMembers < 9 ) .OR. ( Member(9)%NumElements < 6 )
| M9N7FAMxi |  |  |  | (N/m) | ( NMembers < 9 ) .OR. ( Member(9)%NumElements < 7 )
| M9N8FAMxi |  |  |  | (N/m) | ( NMembers < 9 ) .OR. ( Member(9)%NumElements < 8 )
| M9N9FAMxi |  |  |  | (N/m) | ( NMembers < 9 ) .OR. ( Member(9)%NumElements < 9 )
| M1N1FAMyi |  | y-component of the distributed added mass force due to the member's displacement of the external fluid, expressed in the inertial coordinate system |  | (N/m) | ( NMembers < 1 ) .OR. ( Member(1)%NumElements < 1 )
| M1N2FAMyi |  |  |  | (N/m) | ( NMembers < 1 ) .OR. ( Member(1)%NumElements < 2 )
| M1N3FAMyi |  |  |  | (N/m) | ( NMembers < 1 ) .OR. ( Member(1)%NumElements < 3 )
| M1N4FAMyi |  |  |  | (N/m) | ( NMembers < 1 ) .OR. ( Member(1)%NumElements < 4 )
| M1N5FAMyi |  |  |  | (N/m) | ( NMembers < 1 ) .OR. ( Member(1)%NumElements < 5 )
| M1N6FAMyi |  |  |  | (N/m) | ( NMembers < 1 ) .OR. ( Member(1)%NumElements < 6 )
| M1N7FAMyi |  |  |  | (N/m) | ( NMembers < 1 ) .OR. ( Member(1)%NumElements < 7 )
| M1N8FAMyi |  |  |  | (N/m) | ( NMembers < 1 ) .OR. ( Member(1)%NumElements < 8 )
| M1N9FAMyi |  |  |  | (N/m) | ( NMembers < 1 ) .OR. ( Member(1)%NumElements < 9 )
| M2N1FAMyi |  |  |  | (N/m) | ( NMembers < 2 ) .OR. ( Member(2)%NumElements < 1 )
| M2N2FAMyi |  |  |  | (N/m) | ( NMembers < 2 ) .OR. ( Member(2)%NumElements < 2 )
| M2N3FAMyi |  |  |  | (N/m) | ( NMembers < 2 ) .OR. ( Member(2)%NumElements < 3 )
| M2N4FAMyi |  |  |  | (N/m) | ( NMembers < 2 ) .OR. ( Member(2)%NumElements < 4 )
| M2N5FAMyi |  |  |  | (N/m) | ( NMembers < 2 ) .OR. ( Member(2)%NumElements < 5 )
| M2N6FAMyi |  |  |  | (N/m) | ( NMembers < 2 ) .OR. ( Member(2)%NumElements < 6 )
| M2N7FAMyi |  |  |  | (N/m) | ( NMembers < 2 ) .OR. ( Member(2)%NumElements < 7 )
| M2N8FAMyi |  |  |  | (N/m) | ( NMembers < 2 ) .OR. ( Member(2)%NumElements < 8 )
| M2N9FAMyi |  |  |  | (N/m) | ( NMembers < 2 ) .OR. ( Member(2)%NumElements < 9 )
| M3N1FAMyi |  |  |  | (N/m) | ( NMembers < 3 ) .OR. ( Member(3)%NumElements < 1 )
| M3N2FAMyi |  |  |  | (N/m) | ( NMembers < 3 ) .OR. ( Member(3)%NumElements < 2 )
| M3N3FAMyi |  |  |  | (N/m) | ( NMembers < 3 ) .OR. ( Member(3)%NumElements < 3 )
| M3N4FAMyi |  |  |  | (N/m) | ( NMembers < 3 ) .OR. ( Member(3)%NumElements < 4 )
| M3N5FAMyi |  |  |  | (N/m) | ( NMembers < 3 ) .OR. ( Member(3)%NumElements < 5 )
| M3N6FAMyi |  |  |  | (N/m) | ( NMembers < 3 ) .OR. ( Member(3)%NumElements < 6 )
| M3N7FAMyi |  |  |  | (N/m) | ( NMembers < 3 ) .OR. ( Member(3)%NumElements < 7 )
| M3N8FAMyi |  |  |  | (N/m) | ( NMembers < 3 ) .OR. ( Member(3)%NumElements < 8 )
| M3N9FAMyi |  |  |  | (N/m) | ( NMembers < 3 ) .OR. ( Member(3)%NumElements < 9 )
| M4N1FAMyi |  |  |  | (N/m) | ( NMembers < 4 ) .OR. ( Member(4)%NumElements < 1 )
| M4N2FAMyi |  |  |  | (N/m) | ( NMembers < 4 ) .OR. ( Member(4)%NumElements < 2 )
| M4N3FAMyi |  |  |  | (N/m) | ( NMembers < 4 ) .OR. ( Member(4)%NumElements < 3 )
| M4N4FAMyi |  |  |  | (N/m) | ( NMembers < 4 ) .OR. ( Member(4)%NumElements < 4 )
| M4N5FAMyi |  |  |  | (N/m) | ( NMembers < 4 ) .OR. ( Member(4)%NumElements < 5 )
| M4N6FAMyi |  |  |  | (N/m) | ( NMembers < 4 ) .OR. ( Member(4)%NumElements < 6 )
| M4N7FAMyi |  |  |  | (N/m) | ( NMembers < 4 ) .OR. ( Member(4)%NumElements < 7 )
| M4N8FAMyi |  |  |  | (N/m) | ( NMembers < 4 ) .OR. ( Member(4)%NumElements < 8 )
| M4N9FAMyi |  |  |  | (N/m) | ( NMembers < 4 ) .OR. ( Member(4)%NumElements < 9 )
| M5N1FAMyi |  |  |  | (N/m) | ( NMembers < 5 ) .OR. ( Member(5)%NumElements < 1 )
| M5N2FAMyi |  |  |  | (N/m) | ( NMembers < 5 ) .OR. ( Member(5)%NumElements < 2 )
| M5N3FAMyi |  |  |  | (N/m) | ( NMembers < 5 ) .OR. ( Member(5)%NumElements < 3 )
| M5N4FAMyi |  |  |  | (N/m) | ( NMembers < 5 ) .OR. ( Member(5)%NumElements < 4 )
| M5N5FAMyi |  |  |  | (N/m) | ( NMembers < 5 ) .OR. ( Member(5)%NumElements < 5 )
| M5N6FAMyi |  |  |  | (N/m) | ( NMembers < 5 ) .OR. ( Member(5)%NumElements < 6 )
| M5N7FAMyi |  |  |  | (N/m) | ( NMembers < 5 ) .OR. ( Member(5)%NumElements < 7 )
| M5N8FAMyi |  |  |  | (N/m) | ( NMembers < 5 ) .OR. ( Member(5)%NumElements < 8 )
| M5N9FAMyi |  |  |  | (N/m) | ( NMembers < 5 ) .OR. ( Member(5)%NumElements < 9 )
| M6N1FAMyi |  |  |  | (N/m) | ( NMembers < 6 ) .OR. ( Member(6)%NumElements < 1 )
| M6N2FAMyi |  |  |  | (N/m) | ( NMembers < 6 ) .OR. ( Member(6)%NumElements < 2 )
| M6N3FAMyi |  |  |  | (N/m) | ( NMembers < 6 ) .OR. ( Member(6)%NumElements < 3 )
| M6N4FAMyi |  |  |  | (N/m) | ( NMembers < 6 ) .OR. ( Member(6)%NumElements < 4 )
| M6N5FAMyi |  |  |  | (N/m) | ( NMembers < 6 ) .OR. ( Member(6)%NumElements < 5 )
| M6N6FAMyi |  |  |  | (N/m) | ( NMembers < 6 ) .OR. ( Member(6)%NumElements < 6 )
| M6N7FAMyi |  |  |  | (N/m) | ( NMembers < 6 ) .OR. ( Member(6)%NumElements < 7 )
| M6N8FAMyi |  |  |  | (N/m) | ( NMembers < 6 ) .OR. ( Member(6)%NumElements < 8 )
| M6N9FAMyi |  |  |  | (N/m) | ( NMembers < 6 ) .OR. ( Member(6)%NumElements < 9 )
| M7N1FAMyi |  |  |  | (N/m) | ( NMembers < 7 ) .OR. ( Member(7)%NumElements < 1 )
| M7N2FAMyi |  |  |  | (N/m) | ( NMembers < 7 ) .OR. ( Member(7)%NumElements < 2 )
| M7N3FAMyi |  |  |  | (N/m) | ( NMembers < 7 ) .OR. ( Member(7)%NumElements < 3 )
| M7N4FAMyi |  |  |  | (N/m) | ( NMembers < 7 ) .OR. ( Member(7)%NumElements < 4 )
| M7N5FAMyi |  |  |  | (N/m) | ( NMembers < 7 ) .OR. ( Member(7)%NumElements < 5 )
| M7N6FAMyi |  |  |  | (N/m) | ( NMembers < 7 ) .OR. ( Member(7)%NumElements < 6 )
| M7N7FAMyi |  |  |  | (N/m) | ( NMembers < 7 ) .OR. ( Member(7)%NumElements < 7 )
| M7N8FAMyi |  |  |  | (N/m) | ( NMembers < 7 ) .OR. ( Member(7)%NumElements < 8 )
| M7N9FAMyi |  |  |  | (N/m) | ( NMembers < 7 ) .OR. ( Member(7)%NumElements < 9 )
| M8N1FAMyi |  |  |  | (N/m) | ( NMembers < 8 ) .OR. ( Member(8)%NumElements < 1 )
| M8N2FAMyi |  |  |  | (N/m) | ( NMembers < 8 ) .OR. ( Member(8)%NumElements < 2 )
| M8N3FAMyi |  |  |  | (N/m) | ( NMembers < 8 ) .OR. ( Member(8)%NumElements < 3 )
| M8N4FAMyi |  |  |  | (N/m) | ( NMembers < 8 ) .OR. ( Member(8)%NumElements < 4 )
| M8N5FAMyi |  |  |  | (N/m) | ( NMembers < 8 ) .OR. ( Member(8)%NumElements < 5 )
| M8N6FAMyi |  |  |  | (N/m) | ( NMembers < 8 ) .OR. ( Member(8)%NumElements < 6 )
| M8N7FAMyi |  |  |  | (N/m) | ( NMembers < 8 ) .OR. ( Member(8)%NumElements < 7 )
| M8N8FAMyi |  |  |  | (N/m) | ( NMembers < 8 ) .OR. ( Member(8)%NumElements < 8 )
| M8N9FAMyi |  |  |  | (N/m) | ( NMembers < 8 ) .OR. ( Member(8)%NumElements < 9 )
| M9N1FAMyi |  |  |  | (N/m) | ( NMembers < 9 ) .OR. ( Member(9)%NumElements < 1 )
| M9N2FAMyi |  |  |  | (N/m) | ( NMembers < 9 ) .OR. ( Member(9)%NumElements < 2 )
| M9N3FAMyi |  |  |  | (N/m) | ( NMembers < 9 ) .OR. ( Member(9)%NumElements < 3 )
| M9N4FAMyi |  |  |  | (N/m) | ( NMembers < 9 ) .OR. ( Member(9)%NumElements < 4 )
| M9N5FAMyi |  |  |  | (N/m) | ( NMembers < 9 ) .OR. ( Member(9)%NumElements < 5 )
| M9N6FAMyi |  |  |  | (N/m) | ( NMembers < 9 ) .OR. ( Member(9)%NumElements < 6 )
| M9N7FAMyi |  |  |  | (N/m) | ( NMembers < 9 ) .OR. ( Member(9)%NumElements < 7 )
| M9N8FAMyi |  |  |  | (N/m) | ( NMembers < 9 ) .OR. ( Member(9)%NumElements < 8 )
| M9N9FAMyi |  |  |  | (N/m) | ( NMembers < 9 ) .OR. ( Member(9)%NumElements < 9 )
| M1N1FAMzi |  | z-component of the distributed added mass force due to the member's displacement of the external fluid, expressed in the inertial coordinate system |  | (N/m) | ( NMembers < 1 ) .OR. ( Member(1)%NumElements < 1 )
| M1N2FAMzi |  |  |  | (N/m) | ( NMembers < 1 ) .OR. ( Member(1)%NumElements < 2 )
| M1N3FAMzi |  |  |  | (N/m) | ( NMembers < 1 ) .OR. ( Member(1)%NumElements < 3 )
| M1N4FAMzi |  |  |  | (N/m) | ( NMembers < 1 ) .OR. ( Member(1)%NumElements < 4 )
| M1N5FAMzi |  |  |  | (N/m) | ( NMembers < 1 ) .OR. ( Member(1)%NumElements < 5 )
| M1N6FAMzi |  |  |  | (N/m) | ( NMembers < 1 ) .OR. ( Member(1)%NumElements < 6 )
| M1N7FAMzi |  |  |  | (N/m) | ( NMembers < 1 ) .OR. ( Member(1)%NumElements < 7 )
| M1N8FAMzi |  |  |  | (N/m) | ( NMembers < 1 ) .OR. ( Member(1)%NumElements < 8 )
| M1N9FAMzi |  |  |  | (N/m) | ( NMembers < 1 ) .OR. ( Member(1)%NumElements < 9 )
| M2N1FAMzi |  |  |  | (N/m) | ( NMembers < 2 ) .OR. ( Member(2)%NumElements < 1 )
| M2N2FAMzi |  |  |  | (N/m) | ( NMembers < 2 ) .OR. ( Member(2)%NumElements < 2 )
| M2N3FAMzi |  |  |  | (N/m) | ( NMembers < 2 ) .OR. ( Member(2)%NumElements < 3 )
| M2N4FAMzi |  |  |  | (N/m) | ( NMembers < 2 ) .OR. ( Member(2)%NumElements < 4 )
| M2N5FAMzi |  |  |  | (N/m) | ( NMembers < 2 ) .OR. ( Member(2)%NumElements < 5 )
| M2N6FAMzi |  |  |  | (N/m) | ( NMembers < 2 ) .OR. ( Member(2)%NumElements < 6 )
| M2N7FAMzi |  |  |  | (N/m) | ( NMembers < 2 ) .OR. ( Member(2)%NumElements < 7 )
| M2N8FAMzi |  |  |  | (N/m) | ( NMembers < 2 ) .OR. ( Member(2)%NumElements < 8 )
| M2N9FAMzi |  |  |  | (N/m) | ( NMembers < 2 ) .OR. ( Member(2)%NumElements < 9 )
| M3N1FAMzi |  |  |  | (N/m) | ( NMembers < 3 ) .OR. ( Member(3)%NumElements < 1 )
| M3N2FAMzi |  |  |  | (N/m) | ( NMembers < 3 ) .OR. ( Member(3)%NumElements < 2 )
| M3N3FAMzi |  |  |  | (N/m) | ( NMembers < 3 ) .OR. ( Member(3)%NumElements < 3 )
| M3N4FAMzi |  |  |  | (N/m) | ( NMembers < 3 ) .OR. ( Member(3)%NumElements < 4 )
| M3N5FAMzi |  |  |  | (N/m) | ( NMembers < 3 ) .OR. ( Member(3)%NumElements < 5 )
| M3N6FAMzi |  |  |  | (N/m) | ( NMembers < 3 ) .OR. ( Member(3)%NumElements < 6 )
| M3N7FAMzi |  |  |  | (N/m) | ( NMembers < 3 ) .OR. ( Member(3)%NumElements < 7 )
| M3N8FAMzi |  |  |  | (N/m) | ( NMembers < 3 ) .OR. ( Member(3)%NumElements < 8 )
| M3N9FAMzi |  |  |  | (N/m) | ( NMembers < 3 ) .OR. ( Member(3)%NumElements < 9 )
| M4N1FAMzi |  |  |  | (N/m) | ( NMembers < 4 ) .OR. ( Member(4)%NumElements < 1 )
| M4N2FAMzi |  |  |  | (N/m) | ( NMembers < 4 ) .OR. ( Member(4)%NumElements < 2 )
| M4N3FAMzi |  |  |  | (N/m) | ( NMembers < 4 ) .OR. ( Member(4)%NumElements < 3 )
| M4N4FAMzi |  |  |  | (N/m) | ( NMembers < 4 ) .OR. ( Member(4)%NumElements < 4 )
| M4N5FAMzi |  |  |  | (N/m) | ( NMembers < 4 ) .OR. ( Member(4)%NumElements < 5 )
| M4N6FAMzi |  |  |  | (N/m) | ( NMembers < 4 ) .OR. ( Member(4)%NumElements < 6 )
| M4N7FAMzi |  |  |  | (N/m) | ( NMembers < 4 ) .OR. ( Member(4)%NumElements < 7 )
| M4N8FAMzi |  |  |  | (N/m) | ( NMembers < 4 ) .OR. ( Member(4)%NumElements < 8 )
| M4N9FAMzi |  |  |  | (N/m) | ( NMembers < 4 ) .OR. ( Member(4)%NumElements < 9 )
| M5N1FAMzi |  |  |  | (N/m) | ( NMembers < 5 ) .OR. ( Member(5)%NumElements < 1 )
| M5N2FAMzi |  |  |  | (N/m) | ( NMembers < 5 ) .OR. ( Member(5)%NumElements < 2 )
| M5N3FAMzi |  |  |  | (N/m) | ( NMembers < 5 ) .OR. ( Member(5)%NumElements < 3 )
| M5N4FAMzi |  |  |  | (N/m) | ( NMembers < 5 ) .OR. ( Member(5)%NumElements < 4 )
| M5N5FAMzi |  |  |  | (N/m) | ( NMembers < 5 ) .OR. ( Member(5)%NumElements < 5 )
| M5N6FAMzi |  |  |  | (N/m) | ( NMembers < 5 ) .OR. ( Member(5)%NumElements < 6 )
| M5N7FAMzi |  |  |  | (N/m) | ( NMembers < 5 ) .OR. ( Member(5)%NumElements < 7 )
| M5N8FAMzi |  |  |  | (N/m) | ( NMembers < 5 ) .OR. ( Member(5)%NumElements < 8 )
| M5N9FAMzi |  |  |  | (N/m) | ( NMembers < 5 ) .OR. ( Member(5)%NumElements < 9 )
| M6N1FAMzi |  |  |  | (N/m) | ( NMembers < 6 ) .OR. ( Member(6)%NumElements < 1 )
| M6N2FAMzi |  |  |  | (N/m) | ( NMembers < 6 ) .OR. ( Member(6)%NumElements < 2 )
| M6N3FAMzi |  |  |  | (N/m) | ( NMembers < 6 ) .OR. ( Member(6)%NumElements < 3 )
| M6N4FAMzi |  |  |  | (N/m) | ( NMembers < 6 ) .OR. ( Member(6)%NumElements < 4 )
| M6N5FAMzi |  |  |  | (N/m) | ( NMembers < 6 ) .OR. ( Member(6)%NumElements < 5 )
| M6N6FAMzi |  |  |  | (N/m) | ( NMembers < 6 ) .OR. ( Member(6)%NumElements < 6 )
| M6N7FAMzi |  |  |  | (N/m) | ( NMembers < 6 ) .OR. ( Member(6)%NumElements < 7 )
| M6N8FAMzi |  |  |  | (N/m) | ( NMembers < 6 ) .OR. ( Member(6)%NumElements < 8 )
| M6N9FAMzi |  |  |  | (N/m) | ( NMembers < 6 ) .OR. ( Member(6)%NumElements < 9 )
| M7N1FAMzi |  |  |  | (N/m) | ( NMembers < 7 ) .OR. ( Member(7)%NumElements < 1 )
| M7N2FAMzi |  |  |  | (N/m) | ( NMembers < 7 ) .OR. ( Member(7)%NumElements < 2 )
| M7N3FAMzi |  |  |  | (N/m) | ( NMembers < 7 ) .OR. ( Member(7)%NumElements < 3 )
| M7N4FAMzi |  |  |  | (N/m) | ( NMembers < 7 ) .OR. ( Member(7)%NumElements < 4 )
| M7N5FAMzi |  |  |  | (N/m) | ( NMembers < 7 ) .OR. ( Member(7)%NumElements < 5 )
| M7N6FAMzi |  |  |  | (N/m) | ( NMembers < 7 ) .OR. ( Member(7)%NumElements < 6 )
| M7N7FAMzi |  |  |  | (N/m) | ( NMembers < 7 ) .OR. ( Member(7)%NumElements < 7 )
| M7N8FAMzi |  |  |  | (N/m) | ( NMembers < 7 ) .OR. ( Member(7)%NumElements < 8 )
| M7N9FAMzi |  |  |  | (N/m) | ( NMembers < 7 ) .OR. ( Member(7)%NumElements < 9 )
| M8N1FAMzi |  |  |  | (N/m) | ( NMembers < 8 ) .OR. ( Member(8)%NumElements < 1 )
| M8N2FAMzi |  |  |  | (N/m) | ( NMembers < 8 ) .OR. ( Member(8)%NumElements < 2 )
| M8N3FAMzi |  |  |  | (N/m) | ( NMembers < 8 ) .OR. ( Member(8)%NumElements < 3 )
| M8N4FAMzi |  |  |  | (N/m) | ( NMembers < 8 ) .OR. ( Member(8)%NumElements < 4 )
| M8N5FAMzi |  |  |  | (N/m) | ( NMembers < 8 ) .OR. ( Member(8)%NumElements < 5 )
| M8N6FAMzi |  |  |  | (N/m) | ( NMembers < 8 ) .OR. ( Member(8)%NumElements < 6 )
| M8N7FAMzi |  |  |  | (N/m) | ( NMembers < 8 ) .OR. ( Member(8)%NumElements < 7 )
| M8N8FAMzi |  |  |  | (N/m) | ( NMembers < 8 ) .OR. ( Member(8)%NumElements < 8 )
| M8N9FAMzi |  |  |  | (N/m) | ( NMembers < 8 ) .OR. ( Member(8)%NumElements < 9 )
| M9N1FAMzi |  |  |  | (N/m) | ( NMembers < 9 ) .OR. ( Member(9)%NumElements < 1 )
| M9N2FAMzi |  |  |  | (N/m) | ( NMembers < 9 ) .OR. ( Member(9)%NumElements < 2 )
| M9N3FAMzi |  |  |  | (N/m) | ( NMembers < 9 ) .OR. ( Member(9)%NumElements < 3 )
| M9N4FAMzi |  |  |  | (N/m) | ( NMembers < 9 ) .OR. ( Member(9)%NumElements < 4 )
| M9N5FAMzi |  |  |  | (N/m) | ( NMembers < 9 ) .OR. ( Member(9)%NumElements < 5 )
| M9N6FAMzi |  |  |  | (N/m) | ( NMembers < 9 ) .OR. ( Member(9)%NumElements < 6 )
| M9N7FAMzi |  |  |  | (N/m) | ( NMembers < 9 ) .OR. ( Member(9)%NumElements < 7 )
| M9N8FAMzi |  |  |  | (N/m) | ( NMembers < 9 ) .OR. ( Member(9)%NumElements < 8 )
| M9N9FAMzi |  |  |  | (N/m) | ( NMembers < 9 ) .OR. ( Member(9)%NumElements < 9 )
| M1N1FAGxi |  | x-component of the distributed marine growth mass inertia force, expressed in the inertial coordinate system |  | (N/m) | ( NMembers < 1 ) .OR. ( Member(1)%NumElements < 1 )
| M1N2FAGxi |  |  |  | (N/m) | ( NMembers < 1 ) .OR. ( Member(1)%NumElements < 2 )
| M1N3FAGxi |  |  |  | (N/m) | ( NMembers < 1 ) .OR. ( Member(1)%NumElements < 3 )
| M1N4FAGxi |  |  |  | (N/m) | ( NMembers < 1 ) .OR. ( Member(1)%NumElements < 4 )
| M1N5FAGxi |  |  |  | (N/m) | ( NMembers < 1 ) .OR. ( Member(1)%NumElements < 5 )
| M1N6FAGxi |  |  |  | (N/m) | ( NMembers < 1 ) .OR. ( Member(1)%NumElements < 6 )
| M1N7FAGxi |  |  |  | (N/m) | ( NMembers < 1 ) .OR. ( Member(1)%NumElements < 7 )
| M1N8FAGxi |  |  |  | (N/m) | ( NMembers < 1 ) .OR. ( Member(1)%NumElements < 8 )
| M1N9FAGxi |  |  |  | (N/m) | ( NMembers < 1 ) .OR. ( Member(1)%NumElements < 9 )
| M2N1FAGxi |  |  |  | (N/m) | ( NMembers < 2 ) .OR. ( Member(2)%NumElements < 1 )
| M2N2FAGxi |  |  |  | (N/m) | ( NMembers < 2 ) .OR. ( Member(2)%NumElements < 2 )
| M2N3FAGxi |  |  |  | (N/m) | ( NMembers < 2 ) .OR. ( Member(2)%NumElements < 3 )
| M2N4FAGxi |  |  |  | (N/m) | ( NMembers < 2 ) .OR. ( Member(2)%NumElements < 4 )
| M2N5FAGxi |  |  |  | (N/m) | ( NMembers < 2 ) .OR. ( Member(2)%NumElements < 5 )
| M2N6FAGxi |  |  |  | (N/m) | ( NMembers < 2 ) .OR. ( Member(2)%NumElements < 6 )
| M2N7FAGxi |  |  |  | (N/m) | ( NMembers < 2 ) .OR. ( Member(2)%NumElements < 7 )
| M2N8FAGxi |  |  |  | (N/m) | ( NMembers < 2 ) .OR. ( Member(2)%NumElements < 8 )
| M2N9FAGxi |  |  |  | (N/m) | ( NMembers < 2 ) .OR. ( Member(2)%NumElements < 9 )
| M3N1FAGxi |  |  |  | (N/m) | ( NMembers < 3 ) .OR. ( Member(3)%NumElements < 1 )
| M3N2FAGxi |  |  |  | (N/m) | ( NMembers < 3 ) .OR. ( Member(3)%NumElements < 2 )
| M3N3FAGxi |  |  |  | (N/m) | ( NMembers < 3 ) .OR. ( Member(3)%NumElements < 3 )
| M3N4FAGxi |  |  |  | (N/m) | ( NMembers < 3 ) .OR. ( Member(3)%NumElements < 4 )
| M3N5FAGxi |  |  |  | (N/m) | ( NMembers < 3 ) .OR. ( Member(3)%NumElements < 5 )
| M3N6FAGxi |  |  |  | (N/m) | ( NMembers < 3 ) .OR. ( Member(3)%NumElements < 6 )
| M3N7FAGxi |  |  |  | (N/m) | ( NMembers < 3 ) .OR. ( Member(3)%NumElements < 7 )
| M3N8FAGxi |  |  |  | (N/m) | ( NMembers < 3 ) .OR. ( Member(3)%NumElements < 8 )
| M3N9FAGxi |  |  |  | (N/m) | ( NMembers < 3 ) .OR. ( Member(3)%NumElements < 9 )
| M4N1FAGxi |  |  |  | (N/m) | ( NMembers < 4 ) .OR. ( Member(4)%NumElements < 1 )
| M4N2FAGxi |  |  |  | (N/m) | ( NMembers < 4 ) .OR. ( Member(4)%NumElements < 2 )
| M4N3FAGxi |  |  |  | (N/m) | ( NMembers < 4 ) .OR. ( Member(4)%NumElements < 3 )
| M4N4FAGxi |  |  |  | (N/m) | ( NMembers < 4 ) .OR. ( Member(4)%NumElements < 4 )
| M4N5FAGxi |  |  |  | (N/m) | ( NMembers < 4 ) .OR. ( Member(4)%NumElements < 5 )
| M4N6FAGxi |  |  |  | (N/m) | ( NMembers < 4 ) .OR. ( Member(4)%NumElements < 6 )
| M4N7FAGxi |  |  |  | (N/m) | ( NMembers < 4 ) .OR. ( Member(4)%NumElements < 7 )
| M4N8FAGxi |  |  |  | (N/m) | ( NMembers < 4 ) .OR. ( Member(4)%NumElements < 8 )
| M4N9FAGxi |  |  |  | (N/m) | ( NMembers < 4 ) .OR. ( Member(4)%NumElements < 9 )
| M5N1FAGxi |  |  |  | (N/m) | ( NMembers < 5 ) .OR. ( Member(5)%NumElements < 1 )
| M5N2FAGxi |  |  |  | (N/m) | ( NMembers < 5 ) .OR. ( Member(5)%NumElements < 2 )
| M5N3FAGxi |  |  |  | (N/m) | ( NMembers < 5 ) .OR. ( Member(5)%NumElements < 3 )
| M5N4FAGxi |  |  |  | (N/m) | ( NMembers < 5 ) .OR. ( Member(5)%NumElements < 4 )
| M5N5FAGxi |  |  |  | (N/m) | ( NMembers < 5 ) .OR. ( Member(5)%NumElements < 5 )
| M5N6FAGxi |  |  |  | (N/m) | ( NMembers < 5 ) .OR. ( Member(5)%NumElements < 6 )
| M5N7FAGxi |  |  |  | (N/m) | ( NMembers < 5 ) .OR. ( Member(5)%NumElements < 7 )
| M5N8FAGxi |  |  |  | (N/m) | ( NMembers < 5 ) .OR. ( Member(5)%NumElements < 8 )
| M5N9FAGxi |  |  |  | (N/m) | ( NMembers < 5 ) .OR. ( Member(5)%NumElements < 9 )
| M6N1FAGxi |  |  |  | (N/m) | ( NMembers < 6 ) .OR. ( Member(6)%NumElements < 1 )
| M6N2FAGxi |  |  |  | (N/m) | ( NMembers < 6 ) .OR. ( Member(6)%NumElements < 2 )
| M6N3FAGxi |  |  |  | (N/m) | ( NMembers < 6 ) .OR. ( Member(6)%NumElements < 3 )
| M6N4FAGxi |  |  |  | (N/m) | ( NMembers < 6 ) .OR. ( Member(6)%NumElements < 4 )
| M6N5FAGxi |  |  |  | (N/m) | ( NMembers < 6 ) .OR. ( Member(6)%NumElements < 5 )
| M6N6FAGxi |  |  |  | (N/m) | ( NMembers < 6 ) .OR. ( Member(6)%NumElements < 6 )
| M6N7FAGxi |  |  |  | (N/m) | ( NMembers < 6 ) .OR. ( Member(6)%NumElements < 7 )
| M6N8FAGxi |  |  |  | (N/m) | ( NMembers < 6 ) .OR. ( Member(6)%NumElements < 8 )
| M6N9FAGxi |  |  |  | (N/m) | ( NMembers < 6 ) .OR. ( Member(6)%NumElements < 9 )
| M7N1FAGxi |  |  |  | (N/m) | ( NMembers < 7 ) .OR. ( Member(7)%NumElements < 1 )
| M7N2FAGxi |  |  |  | (N/m) | ( NMembers < 7 ) .OR. ( Member(7)%NumElements < 2 )
| M7N3FAGxi |  |  |  | (N/m) | ( NMembers < 7 ) .OR. ( Member(7)%NumElements < 3 )
| M7N4FAGxi |  |  |  | (N/m) | ( NMembers < 7 ) .OR. ( Member(7)%NumElements < 4 )
| M7N5FAGxi |  |  |  | (N/m) | ( NMembers < 7 ) .OR. ( Member(7)%NumElements < 5 )
| M7N6FAGxi |  |  |  | (N/m) | ( NMembers < 7 ) .OR. ( Member(7)%NumElements < 6 )
| M7N7FAGxi |  |  |  | (N/m) | ( NMembers < 7 ) .OR. ( Member(7)%NumElements < 7 )
| M7N8FAGxi |  |  |  | (N/m) | ( NMembers < 7 ) .OR. ( Member(7)%NumElements < 8 )
| M7N9FAGxi |  |  |  | (N/m) | ( NMembers < 7 ) .OR. ( Member(7)%NumElements < 9 )
| M8N1FAGxi |  |  |  | (N/m) | ( NMembers < 8 ) .OR. ( Member(8)%NumElements < 1 )
| M8N2FAGxi |  |  |  | (N/m) | ( NMembers < 8 ) .OR. ( Member(8)%NumElements < 2 )
| M8N3FAGxi |  |  |  | (N/m) | ( NMembers < 8 ) .OR. ( Member(8)%NumElements < 3 )
| M8N4FAGxi |  |  |  | (N/m) | ( NMembers < 8 ) .OR. ( Member(8)%NumElements < 4 )
| M8N5FAGxi |  |  |  | (N/m) | ( NMembers < 8 ) .OR. ( Member(8)%NumElements < 5 )
| M8N6FAGxi |  |  |  | (N/m) | ( NMembers < 8 ) .OR. ( Member(8)%NumElements < 6 )
| M8N7FAGxi |  |  |  | (N/m) | ( NMembers < 8 ) .OR. ( Member(8)%NumElements < 7 )
| M8N8FAGxi |  |  |  | (N/m) | ( NMembers < 8 ) .OR. ( Member(8)%NumElements < 8 )
| M8N9FAGxi |  |  |  | (N/m) | ( NMembers < 8 ) .OR. ( Member(8)%NumElements < 9 )
| M9N1FAGxi |  |  |  | (N/m) | ( NMembers < 9 ) .OR. ( Member(9)%NumElements < 1 )
| M9N2FAGxi |  |  |  | (N/m) | ( NMembers < 9 ) .OR. ( Member(9)%NumElements < 2 )
| M9N3FAGxi |  |  |  | (N/m) | ( NMembers < 9 ) .OR. ( Member(9)%NumElements < 3 )
| M9N4FAGxi |  |  |  | (N/m) | ( NMembers < 9 ) .OR. ( Member(9)%NumElements < 4 )
| M9N5FAGxi |  |  |  | (N/m) | ( NMembers < 9 ) .OR. ( Member(9)%NumElements < 5 )
| M9N6FAGxi |  |  |  | (N/m) | ( NMembers < 9 ) .OR. ( Member(9)%NumElements < 6 )
| M9N7FAGxi |  |  |  | (N/m) | ( NMembers < 9 ) .OR. ( Member(9)%NumElements < 7 )
| M9N8FAGxi |  |  |  | (N/m) | ( NMembers < 9 ) .OR. ( Member(9)%NumElements < 8 )
| M9N9FAGxi |  |  |  | (N/m) | ( NMembers < 9 ) .OR. ( Member(9)%NumElements < 9 )
| M1N1FAGyi |  | y-component of the distributed marine growth mass inertia force, expressed in the inertial coordinate system |  | (N/m) | ( NMembers < 1 ) .OR. ( Member(1)%NumElements < 1 )
| M1N2FAGyi |  |  |  | (N/m) | ( NMembers < 1 ) .OR. ( Member(1)%NumElements < 2 )
| M1N3FAGyi |  |  |  | (N/m) | ( NMembers < 1 ) .OR. ( Member(1)%NumElements < 3 )
| M1N4FAGyi |  |  |  | (N/m) | ( NMembers < 1 ) .OR. ( Member(1)%NumElements < 4 )
| M1N5FAGyi |  |  |  | (N/m) | ( NMembers < 1 ) .OR. ( Member(1)%NumElements < 5 )
| M1N6FAGyi |  |  |  | (N/m) | ( NMembers < 1 ) .OR. ( Member(1)%NumElements < 6 )
| M1N7FAGyi |  |  |  | (N/m) | ( NMembers < 1 ) .OR. ( Member(1)%NumElements < 7 )
| M1N8FAGyi |  |  |  | (N/m) | ( NMembers < 1 ) .OR. ( Member(1)%NumElements < 8 )
| M1N9FAGyi |  |  |  | (N/m) | ( NMembers < 1 ) .OR. ( Member(1)%NumElements < 9 )
| M2N1FAGyi |  |  |  | (N/m) | ( NMembers < 2 ) .OR. ( Member(2)%NumElements < 1 )
| M2N2FAGyi |  |  |  | (N/m) | ( NMembers < 2 ) .OR. ( Member(2)%NumElements < 2 )
| M2N3FAGyi |  |  |  | (N/m) | ( NMembers < 2 ) .OR. ( Member(2)%NumElements < 3 )
| M2N4FAGyi |  |  |  | (N/m) | ( NMembers < 2 ) .OR. ( Member(2)%NumElements < 4 )
| M2N5FAGyi |  |  |  | (N/m) | ( NMembers < 2 ) .OR. ( Member(2)%NumElements < 5 )
| M2N6FAGyi |  |  |  | (N/m) | ( NMembers < 2 ) .OR. ( Member(2)%NumElements < 6 )
| M2N7FAGyi |  |  |  | (N/m) | ( NMembers < 2 ) .OR. ( Member(2)%NumElements < 7 )
| M2N8FAGyi |  |  |  | (N/m) | ( NMembers < 2 ) .OR. ( Member(2)%NumElements < 8 )
| M2N9FAGyi |  |  |  | (N/m) | ( NMembers < 2 ) .OR. ( Member(2)%NumElements < 9 )
| M3N1FAGyi |  |  |  | (N/m) | ( NMembers < 3 ) .OR. ( Member(3)%NumElements < 1 )
| M3N2FAGyi |  |  |  | (N/m) | ( NMembers < 3 ) .OR. ( Member(3)%NumElements < 2 )
| M3N3FAGyi |  |  |  | (N/m) | ( NMembers < 3 ) .OR. ( Member(3)%NumElements < 3 )
| M3N4FAGyi |  |  |  | (N/m) | ( NMembers < 3 ) .OR. ( Member(3)%NumElements < 4 )
| M3N5FAGyi |  |  |  | (N/m) | ( NMembers < 3 ) .OR. ( Member(3)%NumElements < 5 )
| M3N6FAGyi |  |  |  | (N/m) | ( NMembers < 3 ) .OR. ( Member(3)%NumElements < 6 )
| M3N7FAGyi |  |  |  | (N/m) | ( NMembers < 3 ) .OR. ( Member(3)%NumElements < 7 )
| M3N8FAGyi |  |  |  | (N/m) | ( NMembers < 3 ) .OR. ( Member(3)%NumElements < 8 )
| M3N9FAGyi |  |  |  | (N/m) | ( NMembers < 3 ) .OR. ( Member(3)%NumElements < 9 )
| M4N1FAGyi |  |  |  | (N/m) | ( NMembers < 4 ) .OR. ( Member(4)%NumElements < 1 )
| M4N2FAGyi |  |  |  | (N/m) | ( NMembers < 4 ) .OR. ( Member(4)%NumElements < 2 )
| M4N3FAGyi |  |  |  | (N/m) | ( NMembers < 4 ) .OR. ( Member(4)%NumElements < 3 )
| M4N4FAGyi |  |  |  | (N/m) | ( NMembers < 4 ) .OR. ( Member(4)%NumElements < 4 )
| M4N5FAGyi |  |  |  | (N/m) | ( NMembers < 4 ) .OR. ( Member(4)%NumElements < 5 )
| M4N6FAGyi |  |  |  | (N/m) | ( NMembers < 4 ) .OR. ( Member(4)%NumElements < 6 )
| M4N7FAGyi |  |  |  | (N/m) | ( NMembers < 4 ) .OR. ( Member(4)%NumElements < 7 )
| M4N8FAGyi |  |  |  | (N/m) | ( NMembers < 4 ) .OR. ( Member(4)%NumElements < 8 )
| M4N9FAGyi |  |  |  | (N/m) | ( NMembers < 4 ) .OR. ( Member(4)%NumElements < 9 )
| M5N1FAGyi |  |  |  | (N/m) | ( NMembers < 5 ) .OR. ( Member(5)%NumElements < 1 )
| M5N2FAGyi |  |  |  | (N/m) | ( NMembers < 5 ) .OR. ( Member(5)%NumElements < 2 )
| M5N3FAGyi |  |  |  | (N/m) | ( NMembers < 5 ) .OR. ( Member(5)%NumElements < 3 )
| M5N4FAGyi |  |  |  | (N/m) | ( NMembers < 5 ) .OR. ( Member(5)%NumElements < 4 )
| M5N5FAGyi |  |  |  | (N/m) | ( NMembers < 5 ) .OR. ( Member(5)%NumElements < 5 )
| M5N6FAGyi |  |  |  | (N/m) | ( NMembers < 5 ) .OR. ( Member(5)%NumElements < 6 )
| M5N7FAGyi |  |  |  | (N/m) | ( NMembers < 5 ) .OR. ( Member(5)%NumElements < 7 )
| M5N8FAGyi |  |  |  | (N/m) | ( NMembers < 5 ) .OR. ( Member(5)%NumElements < 8 )
| M5N9FAGyi |  |  |  | (N/m) | ( NMembers < 5 ) .OR. ( Member(5)%NumElements < 9 )
| M6N1FAGyi |  |  |  | (N/m) | ( NMembers < 6 ) .OR. ( Member(6)%NumElements < 1 )
| M6N2FAGyi |  |  |  | (N/m) | ( NMembers < 6 ) .OR. ( Member(6)%NumElements < 2 )
| M6N3FAGyi |  |  |  | (N/m) | ( NMembers < 6 ) .OR. ( Member(6)%NumElements < 3 )
| M6N4FAGyi |  |  |  | (N/m) | ( NMembers < 6 ) .OR. ( Member(6)%NumElements < 4 )
| M6N5FAGyi |  |  |  | (N/m) | ( NMembers < 6 ) .OR. ( Member(6)%NumElements < 5 )
| M6N6FAGyi |  |  |  | (N/m) | ( NMembers < 6 ) .OR. ( Member(6)%NumElements < 6 )
| M6N7FAGyi |  |  |  | (N/m) | ( NMembers < 6 ) .OR. ( Member(6)%NumElements < 7 )
| M6N8FAGyi |  |  |  | (N/m) | ( NMembers < 6 ) .OR. ( Member(6)%NumElements < 8 )
| M6N9FAGyi |  |  |  | (N/m) | ( NMembers < 6 ) .OR. ( Member(6)%NumElements < 9 )
| M7N1FAGyi |  |  |  | (N/m) | ( NMembers < 7 ) .OR. ( Member(7)%NumElements < 1 )
| M7N2FAGyi |  |  |  | (N/m) | ( NMembers < 7 ) .OR. ( Member(7)%NumElements < 2 )
| M7N3FAGyi |  |  |  | (N/m) | ( NMembers < 7 ) .OR. ( Member(7)%NumElements < 3 )
| M7N4FAGyi |  |  |  | (N/m) | ( NMembers < 7 ) .OR. ( Member(7)%NumElements < 4 )
| M7N5FAGyi |  |  |  | (N/m) | ( NMembers < 7 ) .OR. ( Member(7)%NumElements < 5 )
| M7N6FAGyi |  |  |  | (N/m) | ( NMembers < 7 ) .OR. ( Member(7)%NumElements < 6 )
| M7N7FAGyi |  |  |  | (N/m) | ( NMembers < 7 ) .OR. ( Member(7)%NumElements < 7 )
| M7N8FAGyi |  |  |  | (N/m) | ( NMembers < 7 ) .OR. ( Member(7)%NumElements < 8 )
| M7N9FAGyi |  |  |  | (N/m) | ( NMembers < 7 ) .OR. ( Member(7)%NumElements < 9 )
| M8N1FAGyi |  |  |  | (N/m) | ( NMembers < 8 ) .OR. ( Member(8)%NumElements < 1 )
| M8N2FAGyi |  |  |  | (N/m) | ( NMembers < 8 ) .OR. ( Member(8)%NumElements < 2 )
| M8N3FAGyi |  |  |  | (N/m) | ( NMembers < 8 ) .OR. ( Member(8)%NumElements < 3 )
| M8N4FAGyi |  |  |  | (N/m) | ( NMembers < 8 ) .OR. ( Member(8)%NumElements < 4 )
| M8N5FAGyi |  |  |  | (N/m) | ( NMembers < 8 ) .OR. ( Member(8)%NumElements < 5 )
| M8N6FAGyi |  |  |  | (N/m) | ( NMembers < 8 ) .OR. ( Member(8)%NumElements < 6 )
| M8N7FAGyi |  |  |  | (N/m) | ( NMembers < 8 ) .OR. ( Member(8)%NumElements < 7 )
| M8N8FAGyi |  |  |  | (N/m) | ( NMembers < 8 ) .OR. ( Member(8)%NumElements < 8 )
| M8N9FAGyi |  |  |  | (N/m) | ( NMembers < 8 ) .OR. ( Member(8)%NumElements < 9 )
| M9N1FAGyi |  |  |  | (N/m) | ( NMembers < 9 ) .OR. ( Member(9)%NumElements < 1 )
| M9N2FAGyi |  |  |  | (N/m) | ( NMembers < 9 ) .OR. ( Member(9)%NumElements < 2 )
| M9N3FAGyi |  |  |  | (N/m) | ( NMembers < 9 ) .OR. ( Member(9)%NumElements < 3 )
| M9N4FAGyi |  |  |  | (N/m) | ( NMembers < 9 ) .OR. ( Member(9)%NumElements < 4 )
| M9N5FAGyi |  |  |  | (N/m) | ( NMembers < 9 ) .OR. ( Member(9)%NumElements < 5 )
| M9N6FAGyi |  |  |  | (N/m) | ( NMembers < 9 ) .OR. ( Member(9)%NumElements < 6 )
| M9N7FAGyi |  |  |  | (N/m) | ( NMembers < 9 ) .OR. ( Member(9)%NumElements < 7 )
| M9N8FAGyi |  |  |  | (N/m) | ( NMembers < 9 ) .OR. ( Member(9)%NumElements < 8 )
| M9N9FAGyi |  |  |  | (N/m) | ( NMembers < 9 ) .OR. ( Member(9)%NumElements < 9 )
| M1N1FAGzi |  | z-component of the distributed marine growth mass inertia force, expressed in the inertial coordinate system |  | (N/m) | ( NMembers < 1 ) .OR. ( Member(1)%NumElements < 1 )
| M1N2FAGzi |  |  |  | (N/m) | ( NMembers < 1 ) .OR. ( Member(1)%NumElements < 2 )
| M1N3FAGzi |  |  |  | (N/m) | ( NMembers < 1 ) .OR. ( Member(1)%NumElements < 3 )
| M1N4FAGzi |  |  |  | (N/m) | ( NMembers < 1 ) .OR. ( Member(1)%NumElements < 4 )
| M1N5FAGzi |  |  |  | (N/m) | ( NMembers < 1 ) .OR. ( Member(1)%NumElements < 5 )
| M1N6FAGzi |  |  |  | (N/m) | ( NMembers < 1 ) .OR. ( Member(1)%NumElements < 6 )
| M1N7FAGzi |  |  |  | (N/m) | ( NMembers < 1 ) .OR. ( Member(1)%NumElements < 7 )
| M1N8FAGzi |  |  |  | (N/m) | ( NMembers < 1 ) .OR. ( Member(1)%NumElements < 8 )
| M1N9FAGzi |  |  |  | (N/m) | ( NMembers < 1 ) .OR. ( Member(1)%NumElements < 9 )
| M2N1FAGzi |  |  |  | (N/m) | ( NMembers < 2 ) .OR. ( Member(2)%NumElements < 1 )
| M2N2FAGzi |  |  |  | (N/m) | ( NMembers < 2 ) .OR. ( Member(2)%NumElements < 2 )
| M2N3FAGzi |  |  |  | (N/m) | ( NMembers < 2 ) .OR. ( Member(2)%NumElements < 3 )
| M2N4FAGzi |  |  |  | (N/m) | ( NMembers < 2 ) .OR. ( Member(2)%NumElements < 4 )
| M2N5FAGzi |  |  |  | (N/m) | ( NMembers < 2 ) .OR. ( Member(2)%NumElements < 5 )
| M2N6FAGzi |  |  |  | (N/m) | ( NMembers < 2 ) .OR. ( Member(2)%NumElements < 6 )
| M2N7FAGzi |  |  |  | (N/m) | ( NMembers < 2 ) .OR. ( Member(2)%NumElements < 7 )
| M2N8FAGzi |  |  |  | (N/m) | ( NMembers < 2 ) .OR. ( Member(2)%NumElements < 8 )
| M2N9FAGzi |  |  |  | (N/m) | ( NMembers < 2 ) .OR. ( Member(2)%NumElements < 9 )
| M3N1FAGzi |  |  |  | (N/m) | ( NMembers < 3 ) .OR. ( Member(3)%NumElements < 1 )
| M3N2FAGzi |  |  |  | (N/m) | ( NMembers < 3 ) .OR. ( Member(3)%NumElements < 2 )
| M3N3FAGzi |  |  |  | (N/m) | ( NMembers < 3 ) .OR. ( Member(3)%NumElements < 3 )
| M3N4FAGzi |  |  |  | (N/m) | ( NMembers < 3 ) .OR. ( Member(3)%NumElements < 4 )
| M3N5FAGzi |  |  |  | (N/m) | ( NMembers < 3 ) .OR. ( Member(3)%NumElements < 5 )
| M3N6FAGzi |  |  |  | (N/m) | ( NMembers < 3 ) .OR. ( Member(3)%NumElements < 6 )
| M3N7FAGzi |  |  |  | (N/m) | ( NMembers < 3 ) .OR. ( Member(3)%NumElements < 7 )
| M3N8FAGzi |  |  |  | (N/m) | ( NMembers < 3 ) .OR. ( Member(3)%NumElements < 8 )
| M3N9FAGzi |  |  |  | (N/m) | ( NMembers < 3 ) .OR. ( Member(3)%NumElements < 9 )
| M4N1FAGzi |  |  |  | (N/m) | ( NMembers < 4 ) .OR. ( Member(4)%NumElements < 1 )
| M4N2FAGzi |  |  |  | (N/m) | ( NMembers < 4 ) .OR. ( Member(4)%NumElements < 2 )
| M4N3FAGzi |  |  |  | (N/m) | ( NMembers < 4 ) .OR. ( Member(4)%NumElements < 3 )
| M4N4FAGzi |  |  |  | (N/m) | ( NMembers < 4 ) .OR. ( Member(4)%NumElements < 4 )
| M4N5FAGzi |  |  |  | (N/m) | ( NMembers < 4 ) .OR. ( Member(4)%NumElements < 5 )
| M4N6FAGzi |  |  |  | (N/m) | ( NMembers < 4 ) .OR. ( Member(4)%NumElements < 6 )
| M4N7FAGzi |  |  |  | (N/m) | ( NMembers < 4 ) .OR. ( Member(4)%NumElements < 7 )
| M4N8FAGzi |  |  |  | (N/m) | ( NMembers < 4 ) .OR. ( Member(4)%NumElements < 8 )
| M4N9FAGzi |  |  |  | (N/m) | ( NMembers < 4 ) .OR. ( Member(4)%NumElements < 9 )
| M5N1FAGzi |  |  |  | (N/m) | ( NMembers < 5 ) .OR. ( Member(5)%NumElements < 1 )
| M5N2FAGzi |  |  |  | (N/m) | ( NMembers < 5 ) .OR. ( Member(5)%NumElements < 2 )
| M5N3FAGzi |  |  |  | (N/m) | ( NMembers < 5 ) .OR. ( Member(5)%NumElements < 3 )
| M5N4FAGzi |  |  |  | (N/m) | ( NMembers < 5 ) .OR. ( Member(5)%NumElements < 4 )
| M5N5FAGzi |  |  |  | (N/m) | ( NMembers < 5 ) .OR. ( Member(5)%NumElements < 5 )
| M5N6FAGzi |  |  |  | (N/m) | ( NMembers < 5 ) .OR. ( Member(5)%NumElements < 6 )
| M5N7FAGzi |  |  |  | (N/m) | ( NMembers < 5 ) .OR. ( Member(5)%NumElements < 7 )
| M5N8FAGzi |  |  |  | (N/m) | ( NMembers < 5 ) .OR. ( Member(5)%NumElements < 8 )
| M5N9FAGzi |  |  |  | (N/m) | ( NMembers < 5 ) .OR. ( Member(5)%NumElements < 9 )
| M6N1FAGzi |  |  |  | (N/m) | ( NMembers < 6 ) .OR. ( Member(6)%NumElements < 1 )
| M6N2FAGzi |  |  |  | (N/m) | ( NMembers < 6 ) .OR. ( Member(6)%NumElements < 2 )
| M6N3FAGzi |  |  |  | (N/m) | ( NMembers < 6 ) .OR. ( Member(6)%NumElements < 3 )
| M6N4FAGzi |  |  |  | (N/m) | ( NMembers < 6 ) .OR. ( Member(6)%NumElements < 4 )
| M6N5FAGzi |  |  |  | (N/m) | ( NMembers < 6 ) .OR. ( Member(6)%NumElements < 5 )
| M6N6FAGzi |  |  |  | (N/m) | ( NMembers < 6 ) .OR. ( Member(6)%NumElements < 6 )
| M6N7FAGzi |  |  |  | (N/m) | ( NMembers < 6 ) .OR. ( Member(6)%NumElements < 7 )
| M6N8FAGzi |  |  |  | (N/m) | ( NMembers < 6 ) .OR. ( Member(6)%NumElements < 8 )
| M6N9FAGzi |  |  |  | (N/m) | ( NMembers < 6 ) .OR. ( Member(6)%NumElements < 9 )
| M7N1FAGzi |  |  |  | (N/m) | ( NMembers < 7 ) .OR. ( Member(7)%NumElements < 1 )
| M7N2FAGzi |  |  |  | (N/m) | ( NMembers < 7 ) .OR. ( Member(7)%NumElements < 2 )
| M7N3FAGzi |  |  |  | (N/m) | ( NMembers < 7 ) .OR. ( Member(7)%NumElements < 3 )
| M7N4FAGzi |  |  |  | (N/m) | ( NMembers < 7 ) .OR. ( Member(7)%NumElements < 4 )
| M7N5FAGzi |  |  |  | (N/m) | ( NMembers < 7 ) .OR. ( Member(7)%NumElements < 5 )
| M7N6FAGzi |  |  |  | (N/m) | ( NMembers < 7 ) .OR. ( Member(7)%NumElements < 6 )
| M7N7FAGzi |  |  |  | (N/m) | ( NMembers < 7 ) .OR. ( Member(7)%NumElements < 7 )
| M7N8FAGzi |  |  |  | (N/m) | ( NMembers < 7 ) .OR. ( Member(7)%NumElements < 8 )
| M7N9FAGzi |  |  |  | (N/m) | ( NMembers < 7 ) .OR. ( Member(7)%NumElements < 9 )
| M8N1FAGzi |  |  |  | (N/m) | ( NMembers < 8 ) .OR. ( Member(8)%NumElements < 1 )
| M8N2FAGzi |  |  |  | (N/m) | ( NMembers < 8 ) .OR. ( Member(8)%NumElements < 2 )
| M8N3FAGzi |  |  |  | (N/m) | ( NMembers < 8 ) .OR. ( Member(8)%NumElements < 3 )
| M8N4FAGzi |  |  |  | (N/m) | ( NMembers < 8 ) .OR. ( Member(8)%NumElements < 4 )
| M8N5FAGzi |  |  |  | (N/m) | ( NMembers < 8 ) .OR. ( Member(8)%NumElements < 5 )
| M8N6FAGzi |  |  |  | (N/m) | ( NMembers < 8 ) .OR. ( Member(8)%NumElements < 6 )
| M8N7FAGzi |  |  |  | (N/m) | ( NMembers < 8 ) .OR. ( Member(8)%NumElements < 7 )
| M8N8FAGzi |  |  |  | (N/m) | ( NMembers < 8 ) .OR. ( Member(8)%NumElements < 8 )
| M8N9FAGzi |  |  |  | (N/m) | ( NMembers < 8 ) .OR. ( Member(8)%NumElements < 9 )
| M9N1FAGzi |  |  |  | (N/m) | ( NMembers < 9 ) .OR. ( Member(9)%NumElements < 1 )
| M9N2FAGzi |  |  |  | (N/m) | ( NMembers < 9 ) .OR. ( Member(9)%NumElements < 2 )
| M9N3FAGzi |  |  |  | (N/m) | ( NMembers < 9 ) .OR. ( Member(9)%NumElements < 3 )
| M9N4FAGzi |  |  |  | (N/m) | ( NMembers < 9 ) .OR. ( Member(9)%NumElements < 4 )
| M9N5FAGzi |  |  |  | (N/m) | ( NMembers < 9 ) .OR. ( Member(9)%NumElements < 5 )
| M9N6FAGzi |  |  |  | (N/m) | ( NMembers < 9 ) .OR. ( Member(9)%NumElements < 6 )
| M9N7FAGzi |  |  |  | (N/m) | ( NMembers < 9 ) .OR. ( Member(9)%NumElements < 7 )
| M9N8FAGzi |  |  |  | (N/m) | ( NMembers < 9 ) .OR. ( Member(9)%NumElements < 8 )
| M9N9FAGzi |  |  |  | (N/m) | ( NMembers < 9 ) .OR. ( Member(9)%NumElements < 9 )
| M1N1MAGxi |  | x-component of the distributed marine growth mass inertia moment, expressed in the inertial coordinate system |  | (N-m/m) | ( NMembers < 1 ) .OR. ( Member(1)%NumElements < 1 )
| M1N2MAGxi |  |  |  | (N-m/m) | ( NMembers < 1 ) .OR. ( Member(1)%NumElements < 2 )
| M1N3MAGxi |  |  |  | (N-m/m) | ( NMembers < 1 ) .OR. ( Member(1)%NumElements < 3 )
| M1N4MAGxi |  |  |  | (N-m/m) | ( NMembers < 1 ) .OR. ( Member(1)%NumElements < 4 )
| M1N5MAGxi |  |  |  | (N-m/m) | ( NMembers < 1 ) .OR. ( Member(1)%NumElements < 5 )
| M1N6MAGxi |  |  |  | (N-m/m) | ( NMembers < 1 ) .OR. ( Member(1)%NumElements < 6 )
| M1N7MAGxi |  |  |  | (N-m/m) | ( NMembers < 1 ) .OR. ( Member(1)%NumElements < 7 )
| M1N8MAGxi |  |  |  | (N-m/m) | ( NMembers < 1 ) .OR. ( Member(1)%NumElements < 8 )
| M1N9MAGxi |  |  |  | (N-m/m) | ( NMembers < 1 ) .OR. ( Member(1)%NumElements < 9 )
| M2N1MAGxi |  |  |  | (N-m/m) | ( NMembers < 2 ) .OR. ( Member(2)%NumElements < 1 )
| M2N2MAGxi |  |  |  | (N-m/m) | ( NMembers < 2 ) .OR. ( Member(2)%NumElements < 2 )
| M2N3MAGxi |  |  |  | (N-m/m) | ( NMembers < 2 ) .OR. ( Member(2)%NumElements < 3 )
| M2N4MAGxi |  |  |  | (N-m/m) | ( NMembers < 2 ) .OR. ( Member(2)%NumElements < 4 )
| M2N5MAGxi |  |  |  | (N-m/m) | ( NMembers < 2 ) .OR. ( Member(2)%NumElements < 5 )
| M2N6MAGxi |  |  |  | (N-m/m) | ( NMembers < 2 ) .OR. ( Member(2)%NumElements < 6 )
| M2N7MAGxi |  |  |  | (N-m/m) | ( NMembers < 2 ) .OR. ( Member(2)%NumElements < 7 )
| M2N8MAGxi |  |  |  | (N-m/m) | ( NMembers < 2 ) .OR. ( Member(2)%NumElements < 8 )
| M2N9MAGxi |  |  |  | (N-m/m) | ( NMembers < 2 ) .OR. ( Member(2)%NumElements < 9 )
| M3N1MAGxi |  |  |  | (N-m/m) | ( NMembers < 3 ) .OR. ( Member(3)%NumElements < 1 )
| M3N2MAGxi |  |  |  | (N-m/m) | ( NMembers < 3 ) .OR. ( Member(3)%NumElements < 2 )
| M3N3MAGxi |  |  |  | (N-m/m) | ( NMembers < 3 ) .OR. ( Member(3)%NumElements < 3 )
| M3N4MAGxi |  |  |  | (N-m/m) | ( NMembers < 3 ) .OR. ( Member(3)%NumElements < 4 )
| M3N5MAGxi |  |  |  | (N-m/m) | ( NMembers < 3 ) .OR. ( Member(3)%NumElements < 5 )
| M3N6MAGxi |  |  |  | (N-m/m) | ( NMembers < 3 ) .OR. ( Member(3)%NumElements < 6 )
| M3N7MAGxi |  |  |  | (N-m/m) | ( NMembers < 3 ) .OR. ( Member(3)%NumElements < 7 )
| M3N8MAGxi |  |  |  | (N-m/m) | ( NMembers < 3 ) .OR. ( Member(3)%NumElements < 8 )
| M3N9MAGxi |  |  |  | (N-m/m) | ( NMembers < 3 ) .OR. ( Member(3)%NumElements < 9 )
| M4N1MAGxi |  |  |  | (N-m/m) | ( NMembers < 4 ) .OR. ( Member(4)%NumElements < 1 )
| M4N2MAGxi |  |  |  | (N-m/m) | ( NMembers < 4 ) .OR. ( Member(4)%NumElements < 2 )
| M4N3MAGxi |  |  |  | (N-m/m) | ( NMembers < 4 ) .OR. ( Member(4)%NumElements < 3 )
| M4N4MAGxi |  |  |  | (N-m/m) | ( NMembers < 4 ) .OR. ( Member(4)%NumElements < 4 )
| M4N5MAGxi |  |  |  | (N-m/m) | ( NMembers < 4 ) .OR. ( Member(4)%NumElements < 5 )
| M4N6MAGxi |  |  |  | (N-m/m) | ( NMembers < 4 ) .OR. ( Member(4)%NumElements < 6 )
| M4N7MAGxi |  |  |  | (N-m/m) | ( NMembers < 4 ) .OR. ( Member(4)%NumElements < 7 )
| M4N8MAGxi |  |  |  | (N-m/m) | ( NMembers < 4 ) .OR. ( Member(4)%NumElements < 8 )
| M4N9MAGxi |  |  |  | (N-m/m) | ( NMembers < 4 ) .OR. ( Member(4)%NumElements < 9 )
| M5N1MAGxi |  |  |  | (N-m/m) | ( NMembers < 5 ) .OR. ( Member(5)%NumElements < 1 )
| M5N2MAGxi |  |  |  | (N-m/m) | ( NMembers < 5 ) .OR. ( Member(5)%NumElements < 2 )
| M5N3MAGxi |  |  |  | (N-m/m) | ( NMembers < 5 ) .OR. ( Member(5)%NumElements < 3 )
| M5N4MAGxi |  |  |  | (N-m/m) | ( NMembers < 5 ) .OR. ( Member(5)%NumElements < 4 )
| M5N5MAGxi |  |  |  | (N-m/m) | ( NMembers < 5 ) .OR. ( Member(5)%NumElements < 5 )
| M5N6MAGxi |  |  |  | (N-m/m) | ( NMembers < 5 ) .OR. ( Member(5)%NumElements < 6 )
| M5N7MAGxi |  |  |  | (N-m/m) | ( NMembers < 5 ) .OR. ( Member(5)%NumElements < 7 )
| M5N8MAGxi |  |  |  | (N-m/m) | ( NMembers < 5 ) .OR. ( Member(5)%NumElements < 8 )
| M5N9MAGxi |  |  |  | (N-m/m) | ( NMembers < 5 ) .OR. ( Member(5)%NumElements < 9 )
| M6N1MAGxi |  |  |  | (N-m/m) | ( NMembers < 6 ) .OR. ( Member(6)%NumElements < 1 )
| M6N2MAGxi |  |  |  | (N-m/m) | ( NMembers < 6 ) .OR. ( Member(6)%NumElements < 2 )
| M6N3MAGxi |  |  |  | (N-m/m) | ( NMembers < 6 ) .OR. ( Member(6)%NumElements < 3 )
| M6N4MAGxi |  |  |  | (N-m/m) | ( NMembers < 6 ) .OR. ( Member(6)%NumElements < 4 )
| M6N5MAGxi |  |  |  | (N-m/m) | ( NMembers < 6 ) .OR. ( Member(6)%NumElements < 5 )
| M6N6MAGxi |  |  |  | (N-m/m) | ( NMembers < 6 ) .OR. ( Member(6)%NumElements < 6 )
| M6N7MAGxi |  |  |  | (N-m/m) | ( NMembers < 6 ) .OR. ( Member(6)%NumElements < 7 )
| M6N8MAGxi |  |  |  | (N-m/m) | ( NMembers < 6 ) .OR. ( Member(6)%NumElements < 8 )
| M6N9MAGxi |  |  |  | (N-m/m) | ( NMembers < 6 ) .OR. ( Member(6)%NumElements < 9 )
| M7N1MAGxi |  |  |  | (N-m/m) | ( NMembers < 7 ) .OR. ( Member(7)%NumElements < 1 )
| M7N2MAGxi |  |  |  | (N-m/m) | ( NMembers < 7 ) .OR. ( Member(7)%NumElements < 2 )
| M7N3MAGxi |  |  |  | (N-m/m) | ( NMembers < 7 ) .OR. ( Member(7)%NumElements < 3 )
| M7N4MAGxi |  |  |  | (N-m/m) | ( NMembers < 7 ) .OR. ( Member(7)%NumElements < 4 )
| M7N5MAGxi |  |  |  | (N-m/m) | ( NMembers < 7 ) .OR. ( Member(7)%NumElements < 5 )
| M7N6MAGxi |  |  |  | (N-m/m) | ( NMembers < 7 ) .OR. ( Member(7)%NumElements < 6 )
| M7N7MAGxi |  |  |  | (N-m/m) | ( NMembers < 7 ) .OR. ( Member(7)%NumElements < 7 )
| M7N8MAGxi |  |  |  | (N-m/m) | ( NMembers < 7 ) .OR. ( Member(7)%NumElements < 8 )
| M7N9MAGxi |  |  |  | (N-m/m) | ( NMembers < 7 ) .OR. ( Member(7)%NumElements < 9 )
| M8N1MAGxi |  |  |  | (N-m/m) | ( NMembers < 8 ) .OR. ( Member(8)%NumElements < 1 )
| M8N2MAGxi |  |  |  | (N-m/m) | ( NMembers < 8 ) .OR. ( Member(8)%NumElements < 2 )
| M8N3MAGxi |  |  |  | (N-m/m) | ( NMembers < 8 ) .OR. ( Member(8)%NumElements < 3 )
| M8N4MAGxi |  |  |  | (N-m/m) | ( NMembers < 8 ) .OR. ( Member(8)%NumElements < 4 )
| M8N5MAGxi |  |  |  | (N-m/m) | ( NMembers < 8 ) .OR. ( Member(8)%NumElements < 5 )
| M8N6MAGxi |  |  |  | (N-m/m) | ( NMembers < 8 ) .OR. ( Member(8)%NumElements < 6 )
| M8N7MAGxi |  |  |  | (N-m/m) | ( NMembers < 8 ) .OR. ( Member(8)%NumElements < 7 )
| M8N8MAGxi |  |  |  | (N-m/m) | ( NMembers < 8 ) .OR. ( Member(8)%NumElements < 8 )
| M8N9MAGxi |  |  |  | (N-m/m) | ( NMembers < 8 ) .OR. ( Member(8)%NumElements < 9 )
| M9N1MAGxi |  |  |  | (N-m/m) | ( NMembers < 9 ) .OR. ( Member(9)%NumElements < 1 )
| M9N2MAGxi |  |  |  | (N-m/m) | ( NMembers < 9 ) .OR. ( Member(9)%NumElements < 2 )
| M9N3MAGxi |  |  |  | (N-m/m) | ( NMembers < 9 ) .OR. ( Member(9)%NumElements < 3 )
| M9N4MAGxi |  |  |  | (N-m/m) | ( NMembers < 9 ) .OR. ( Member(9)%NumElements < 4 )
| M9N5MAGxi |  |  |  | (N-m/m) | ( NMembers < 9 ) .OR. ( Member(9)%NumElements < 5 )
| M9N6MAGxi |  |  |  | (N-m/m) | ( NMembers < 9 ) .OR. ( Member(9)%NumElements < 6 )
| M9N7MAGxi |  |  |  | (N-m/m) | ( NMembers < 9 ) .OR. ( Member(9)%NumElements < 7 )
| M9N8MAGxi |  |  |  | (N-m/m) | ( NMembers < 9 ) .OR. ( Member(9)%NumElements < 8 )
| M9N9MAGxi |  |  |  | (N-m/m) | ( NMembers < 9 ) .OR. ( Member(9)%NumElements < 9 )
| M1N1MAGyi |  | y-component of the distributed marine growth mass inertia moment, expressed in the inertial coordinate system |  | (N-m/m) | ( NMembers < 1 ) .OR. ( Member(1)%NumElements < 1 )
| M1N2MAGyi |  |  |  | (N-m/m) | ( NMembers < 1 ) .OR. ( Member(1)%NumElements < 2 )
| M1N3MAGyi |  |  |  | (N-m/m) | ( NMembers < 1 ) .OR. ( Member(1)%NumElements < 3 )
| M1N4MAGyi |  |  |  | (N-m/m) | ( NMembers < 1 ) .OR. ( Member(1)%NumElements < 4 )
| M1N5MAGyi |  |  |  | (N-m/m) | ( NMembers < 1 ) .OR. ( Member(1)%NumElements < 5 )
| M1N6MAGyi |  |  |  | (N-m/m) | ( NMembers < 1 ) .OR. ( Member(1)%NumElements < 6 )
| M1N7MAGyi |  |  |  | (N-m/m) | ( NMembers < 1 ) .OR. ( Member(1)%NumElements < 7 )
| M1N8MAGyi |  |  |  | (N-m/m) | ( NMembers < 1 ) .OR. ( Member(1)%NumElements < 8 )
| M1N9MAGyi |  |  |  | (N-m/m) | ( NMembers < 1 ) .OR. ( Member(1)%NumElements < 9 )
| M2N1MAGyi |  |  |  | (N-m/m) | ( NMembers < 2 ) .OR. ( Member(2)%NumElements < 1 )
| M2N2MAGyi |  |  |  | (N-m/m) | ( NMembers < 2 ) .OR. ( Member(2)%NumElements < 2 )
| M2N3MAGyi |  |  |  | (N-m/m) | ( NMembers < 2 ) .OR. ( Member(2)%NumElements < 3 )
| M2N4MAGyi |  |  |  | (N-m/m) | ( NMembers < 2 ) .OR. ( Member(2)%NumElements < 4 )
| M2N5MAGyi |  |  |  | (N-m/m) | ( NMembers < 2 ) .OR. ( Member(2)%NumElements < 5 )
| M2N6MAGyi |  |  |  | (N-m/m) | ( NMembers < 2 ) .OR. ( Member(2)%NumElements < 6 )
| M2N7MAGyi |  |  |  | (N-m/m) | ( NMembers < 2 ) .OR. ( Member(2)%NumElements < 7 )
| M2N8MAGyi |  |  |  | (N-m/m) | ( NMembers < 2 ) .OR. ( Member(2)%NumElements < 8 )
| M2N9MAGyi |  |  |  | (N-m/m) | ( NMembers < 2 ) .OR. ( Member(2)%NumElements < 9 )
| M3N1MAGyi |  |  |  | (N-m/m) | ( NMembers < 3 ) .OR. ( Member(3)%NumElements < 1 )
| M3N2MAGyi |  |  |  | (N-m/m) | ( NMembers < 3 ) .OR. ( Member(3)%NumElements < 2 )
| M3N3MAGyi |  |  |  | (N-m/m) | ( NMembers < 3 ) .OR. ( Member(3)%NumElements < 3 )
| M3N4MAGyi |  |  |  | (N-m/m) | ( NMembers < 3 ) .OR. ( Member(3)%NumElements < 4 )
| M3N5MAGyi |  |  |  | (N-m/m) | ( NMembers < 3 ) .OR. ( Member(3)%NumElements < 5 )
| M3N6MAGyi |  |  |  | (N-m/m) | ( NMembers < 3 ) .OR. ( Member(3)%NumElements < 6 )
| M3N7MAGyi |  |  |  | (N-m/m) | ( NMembers < 3 ) .OR. ( Member(3)%NumElements < 7 )
| M3N8MAGyi |  |  |  | (N-m/m) | ( NMembers < 3 ) .OR. ( Member(3)%NumElements < 8 )
| M3N9MAGyi |  |  |  | (N-m/m) | ( NMembers < 3 ) .OR. ( Member(3)%NumElements < 9 )
| M4N1MAGyi |  |  |  | (N-m/m) | ( NMembers < 4 ) .OR. ( Member(4)%NumElements < 1 )
| M4N2MAGyi |  |  |  | (N-m/m) | ( NMembers < 4 ) .OR. ( Member(4)%NumElements < 2 )
| M4N3MAGyi |  |  |  | (N-m/m) | ( NMembers < 4 ) .OR. ( Member(4)%NumElements < 3 )
| M4N4MAGyi |  |  |  | (N-m/m) | ( NMembers < 4 ) .OR. ( Member(4)%NumElements < 4 )
| M4N5MAGyi |  |  |  | (N-m/m) | ( NMembers < 4 ) .OR. ( Member(4)%NumElements < 5 )
| M4N6MAGyi |  |  |  | (N-m/m) | ( NMembers < 4 ) .OR. ( Member(4)%NumElements < 6 )
| M4N7MAGyi |  |  |  | (N-m/m) | ( NMembers < 4 ) .OR. ( Member(4)%NumElements < 7 )
| M4N8MAGyi |  |  |  | (N-m/m) | ( NMembers < 4 ) .OR. ( Member(4)%NumElements < 8 )
| M4N9MAGyi |  |  |  | (N-m/m) | ( NMembers < 4 ) .OR. ( Member(4)%NumElements < 9 )
| M5N1MAGyi |  |  |  | (N-m/m) | ( NMembers < 5 ) .OR. ( Member(5)%NumElements < 1 )
| M5N2MAGyi |  |  |  | (N-m/m) | ( NMembers < 5 ) .OR. ( Member(5)%NumElements < 2 )
| M5N3MAGyi |  |  |  | (N-m/m) | ( NMembers < 5 ) .OR. ( Member(5)%NumElements < 3 )
| M5N4MAGyi |  |  |  | (N-m/m) | ( NMembers < 5 ) .OR. ( Member(5)%NumElements < 4 )
| M5N5MAGyi |  |  |  | (N-m/m) | ( NMembers < 5 ) .OR. ( Member(5)%NumElements < 5 )
| M5N6MAGyi |  |  |  | (N-m/m) | ( NMembers < 5 ) .OR. ( Member(5)%NumElements < 6 )
| M5N7MAGyi |  |  |  | (N-m/m) | ( NMembers < 5 ) .OR. ( Member(5)%NumElements < 7 )
| M5N8MAGyi |  |  |  | (N-m/m) | ( NMembers < 5 ) .OR. ( Member(5)%NumElements < 8 )
| M5N9MAGyi |  |  |  | (N-m/m) | ( NMembers < 5 ) .OR. ( Member(5)%NumElements < 9 )
| M6N1MAGyi |  |  |  | (N-m/m) | ( NMembers < 6 ) .OR. ( Member(6)%NumElements < 1 )
| M6N2MAGyi |  |  |  | (N-m/m) | ( NMembers < 6 ) .OR. ( Member(6)%NumElements < 2 )
| M6N3MAGyi |  |  |  | (N-m/m) | ( NMembers < 6 ) .OR. ( Member(6)%NumElements < 3 )
| M6N4MAGyi |  |  |  | (N-m/m) | ( NMembers < 6 ) .OR. ( Member(6)%NumElements < 4 )
| M6N5MAGyi |  |  |  | (N-m/m) | ( NMembers < 6 ) .OR. ( Member(6)%NumElements < 5 )
| M6N6MAGyi |  |  |  | (N-m/m) | ( NMembers < 6 ) .OR. ( Member(6)%NumElements < 6 )
| M6N7MAGyi |  |  |  | (N-m/m) | ( NMembers < 6 ) .OR. ( Member(6)%NumElements < 7 )
| M6N8MAGyi |  |  |  | (N-m/m) | ( NMembers < 6 ) .OR. ( Member(6)%NumElements < 8 )
| M6N9MAGyi |  |  |  | (N-m/m) | ( NMembers < 6 ) .OR. ( Member(6)%NumElements < 9 )
| M7N1MAGyi |  |  |  | (N-m/m) | ( NMembers < 7 ) .OR. ( Member(7)%NumElements < 1 )
| M7N2MAGyi |  |  |  | (N-m/m) | ( NMembers < 7 ) .OR. ( Member(7)%NumElements < 2 )
| M7N3MAGyi |  |  |  | (N-m/m) | ( NMembers < 7 ) .OR. ( Member(7)%NumElements < 3 )
| M7N4MAGyi |  |  |  | (N-m/m) | ( NMembers < 7 ) .OR. ( Member(7)%NumElements < 4 )
| M7N5MAGyi |  |  |  | (N-m/m) | ( NMembers < 7 ) .OR. ( Member(7)%NumElements < 5 )
| M7N6MAGyi |  |  |  | (N-m/m) | ( NMembers < 7 ) .OR. ( Member(7)%NumElements < 6 )
| M7N7MAGyi |  |  |  | (N-m/m) | ( NMembers < 7 ) .OR. ( Member(7)%NumElements < 7 )
| M7N8MAGyi |  |  |  | (N-m/m) | ( NMembers < 7 ) .OR. ( Member(7)%NumElements < 8 )
| M7N9MAGyi |  |  |  | (N-m/m) | ( NMembers < 7 ) .OR. ( Member(7)%NumElements < 9 )
| M8N1MAGyi |  |  |  | (N-m/m) | ( NMembers < 8 ) .OR. ( Member(8)%NumElements < 1 )
| M8N2MAGyi |  |  |  | (N-m/m) | ( NMembers < 8 ) .OR. ( Member(8)%NumElements < 2 )
| M8N3MAGyi |  |  |  | (N-m/m) | ( NMembers < 8 ) .OR. ( Member(8)%NumElements < 3 )
| M8N4MAGyi |  |  |  | (N-m/m) | ( NMembers < 8 ) .OR. ( Member(8)%NumElements < 4 )
| M8N5MAGyi |  |  |  | (N-m/m) | ( NMembers < 8 ) .OR. ( Member(8)%NumElements < 5 )
| M8N6MAGyi |  |  |  | (N-m/m) | ( NMembers < 8 ) .OR. ( Member(8)%NumElements < 6 )
| M8N7MAGyi |  |  |  | (N-m/m) | ( NMembers < 8 ) .OR. ( Member(8)%NumElements < 7 )
| M8N8MAGyi |  |  |  | (N-m/m) | ( NMembers < 8 ) .OR. ( Member(8)%NumElements < 8 )
| M8N9MAGyi |  |  |  | (N-m/m) | ( NMembers < 8 ) .OR. ( Member(8)%NumElements < 9 )
| M9N1MAGyi |  |  |  | (N-m/m) | ( NMembers < 9 ) .OR. ( Member(9)%NumElements < 1 )
| M9N2MAGyi |  |  |  | (N-m/m) | ( NMembers < 9 ) .OR. ( Member(9)%NumElements < 2 )
| M9N3MAGyi |  |  |  | (N-m/m) | ( NMembers < 9 ) .OR. ( Member(9)%NumElements < 3 )
| M9N4MAGyi |  |  |  | (N-m/m) | ( NMembers < 9 ) .OR. ( Member(9)%NumElements < 4 )
| M9N5MAGyi |  |  |  | (N-m/m) | ( NMembers < 9 ) .OR. ( Member(9)%NumElements < 5 )
| M9N6MAGyi |  |  |  | (N-m/m) | ( NMembers < 9 ) .OR. ( Member(9)%NumElements < 6 )
| M9N7MAGyi |  |  |  | (N-m/m) | ( NMembers < 9 ) .OR. ( Member(9)%NumElements < 7 )
| M9N8MAGyi |  |  |  | (N-m/m) | ( NMembers < 9 ) .OR. ( Member(9)%NumElements < 8 )
| M9N9MAGyi |  |  |  | (N-m/m) | ( NMembers < 9 ) .OR. ( Member(9)%NumElements < 9 )
| M1N1MAGzi |  | z-component of the distributed marine growth mass inertia moment, expressed in the inertial coordinate system |  | (N-m/m) | ( NMembers < 1 ) .OR. ( Member(1)%NumElements < 1 )
| M1N2MAGzi |  |  |  | (N-m/m) | ( NMembers < 1 ) .OR. ( Member(1)%NumElements < 2 )
| M1N3MAGzi |  |  |  | (N-m/m) | ( NMembers < 1 ) .OR. ( Member(1)%NumElements < 3 )
| M1N4MAGzi |  |  |  | (N-m/m) | ( NMembers < 1 ) .OR. ( Member(1)%NumElements < 4 )
| M1N5MAGzi |  |  |  | (N-m/m) | ( NMembers < 1 ) .OR. ( Member(1)%NumElements < 5 )
| M1N6MAGzi |  |  |  | (N-m/m) | ( NMembers < 1 ) .OR. ( Member(1)%NumElements < 6 )
| M1N7MAGzi |  |  |  | (N-m/m) | ( NMembers < 1 ) .OR. ( Member(1)%NumElements < 7 )
| M1N8MAGzi |  |  |  | (N-m/m) | ( NMembers < 1 ) .OR. ( Member(1)%NumElements < 8 )
| M1N9MAGzi |  |  |  | (N-m/m) | ( NMembers < 1 ) .OR. ( Member(1)%NumElements < 9 )
| M2N1MAGzi |  |  |  | (N-m/m) | ( NMembers < 2 ) .OR. ( Member(2)%NumElements < 1 )
| M2N2MAGzi |  |  |  | (N-m/m) | ( NMembers < 2 ) .OR. ( Member(2)%NumElements < 2 )
| M2N3MAGzi |  |  |  | (N-m/m) | ( NMembers < 2 ) .OR. ( Member(2)%NumElements < 3 )
| M2N4MAGzi |  |  |  | (N-m/m) | ( NMembers < 2 ) .OR. ( Member(2)%NumElements < 4 )
| M2N5MAGzi |  |  |  | (N-m/m) | ( NMembers < 2 ) .OR. ( Member(2)%NumElements < 5 )
| M2N6MAGzi |  |  |  | (N-m/m) | ( NMembers < 2 ) .OR. ( Member(2)%NumElements < 6 )
| M2N7MAGzi |  |  |  | (N-m/m) | ( NMembers < 2 ) .OR. ( Member(2)%NumElements < 7 )
| M2N8MAGzi |  |  |  | (N-m/m) | ( NMembers < 2 ) .OR. ( Member(2)%NumElements < 8 )
| M2N9MAGzi |  |  |  | (N-m/m) | ( NMembers < 2 ) .OR. ( Member(2)%NumElements < 9 )
| M3N1MAGzi |  |  |  | (N-m/m) | ( NMembers < 3 ) .OR. ( Member(3)%NumElements < 1 )
| M3N2MAGzi |  |  |  | (N-m/m) | ( NMembers < 3 ) .OR. ( Member(3)%NumElements < 2 )
| M3N3MAGzi |  |  |  | (N-m/m) | ( NMembers < 3 ) .OR. ( Member(3)%NumElements < 3 )
| M3N4MAGzi |  |  |  | (N-m/m) | ( NMembers < 3 ) .OR. ( Member(3)%NumElements < 4 )
| M3N5MAGzi |  |  |  | (N-m/m) | ( NMembers < 3 ) .OR. ( Member(3)%NumElements < 5 )
| M3N6MAGzi |  |  |  | (N-m/m) | ( NMembers < 3 ) .OR. ( Member(3)%NumElements < 6 )
| M3N7MAGzi |  |  |  | (N-m/m) | ( NMembers < 3 ) .OR. ( Member(3)%NumElements < 7 )
| M3N8MAGzi |  |  |  | (N-m/m) | ( NMembers < 3 ) .OR. ( Member(3)%NumElements < 8 )
| M3N9MAGzi |  |  |  | (N-m/m) | ( NMembers < 3 ) .OR. ( Member(3)%NumElements < 9 )
| M4N1MAGzi |  |  |  | (N-m/m) | ( NMembers < 4 ) .OR. ( Member(4)%NumElements < 1 )
| M4N2MAGzi |  |  |  | (N-m/m) | ( NMembers < 4 ) .OR. ( Member(4)%NumElements < 2 )
| M4N3MAGzi |  |  |  | (N-m/m) | ( NMembers < 4 ) .OR. ( Member(4)%NumElements < 3 )
| M4N4MAGzi |  |  |  | (N-m/m) | ( NMembers < 4 ) .OR. ( Member(4)%NumElements < 4 )
| M4N5MAGzi |  |  |  | (N-m/m) | ( NMembers < 4 ) .OR. ( Member(4)%NumElements < 5 )
| M4N6MAGzi |  |  |  | (N-m/m) | ( NMembers < 4 ) .OR. ( Member(4)%NumElements < 6 )
| M4N7MAGzi |  |  |  | (N-m/m) | ( NMembers < 4 ) .OR. ( Member(4)%NumElements < 7 )
| M4N8MAGzi |  |  |  | (N-m/m) | ( NMembers < 4 ) .OR. ( Member(4)%NumElements < 8 )
| M4N9MAGzi |  |  |  | (N-m/m) | ( NMembers < 4 ) .OR. ( Member(4)%NumElements < 9 )
| M5N1MAGzi |  |  |  | (N-m/m) | ( NMembers < 5 ) .OR. ( Member(5)%NumElements < 1 )
| M5N2MAGzi |  |  |  | (N-m/m) | ( NMembers < 5 ) .OR. ( Member(5)%NumElements < 2 )
| M5N3MAGzi |  |  |  | (N-m/m) | ( NMembers < 5 ) .OR. ( Member(5)%NumElements < 3 )
| M5N4MAGzi |  |  |  | (N-m/m) | ( NMembers < 5 ) .OR. ( Member(5)%NumElements < 4 )
| M5N5MAGzi |  |  |  | (N-m/m) | ( NMembers < 5 ) .OR. ( Member(5)%NumElements < 5 )
| M5N6MAGzi |  |  |  | (N-m/m) | ( NMembers < 5 ) .OR. ( Member(5)%NumElements < 6 )
| M5N7MAGzi |  |  |  | (N-m/m) | ( NMembers < 5 ) .OR. ( Member(5)%NumElements < 7 )
| M5N8MAGzi |  |  |  | (N-m/m) | ( NMembers < 5 ) .OR. ( Member(5)%NumElements < 8 )
| M5N9MAGzi |  |  |  | (N-m/m) | ( NMembers < 5 ) .OR. ( Member(5)%NumElements < 9 )
| M6N1MAGzi |  |  |  | (N-m/m) | ( NMembers < 6 ) .OR. ( Member(6)%NumElements < 1 )
| M6N2MAGzi |  |  |  | (N-m/m) | ( NMembers < 6 ) .OR. ( Member(6)%NumElements < 2 )
| M6N3MAGzi |  |  |  | (N-m/m) | ( NMembers < 6 ) .OR. ( Member(6)%NumElements < 3 )
| M6N4MAGzi |  |  |  | (N-m/m) | ( NMembers < 6 ) .OR. ( Member(6)%NumElements < 4 )
| M6N5MAGzi |  |  |  | (N-m/m) | ( NMembers < 6 ) .OR. ( Member(6)%NumElements < 5 )
| M6N6MAGzi |  |  |  | (N-m/m) | ( NMembers < 6 ) .OR. ( Member(6)%NumElements < 6 )
| M6N7MAGzi |  |  |  | (N-m/m) | ( NMembers < 6 ) .OR. ( Member(6)%NumElements < 7 )
| M6N8MAGzi |  |  |  | (N-m/m) | ( NMembers < 6 ) .OR. ( Member(6)%NumElements < 8 )
| M6N9MAGzi |  |  |  | (N-m/m) | ( NMembers < 6 ) .OR. ( Member(6)%NumElements < 9 )
| M7N1MAGzi |  |  |  | (N-m/m) | ( NMembers < 7 ) .OR. ( Member(7)%NumElements < 1 )
| M7N2MAGzi |  |  |  | (N-m/m) | ( NMembers < 7 ) .OR. ( Member(7)%NumElements < 2 )
| M7N3MAGzi |  |  |  | (N-m/m) | ( NMembers < 7 ) .OR. ( Member(7)%NumElements < 3 )
| M7N4MAGzi |  |  |  | (N-m/m) | ( NMembers < 7 ) .OR. ( Member(7)%NumElements < 4 )
| M7N5MAGzi |  |  |  | (N-m/m) | ( NMembers < 7 ) .OR. ( Member(7)%NumElements < 5 )
| M7N6MAGzi |  |  |  | (N-m/m) | ( NMembers < 7 ) .OR. ( Member(7)%NumElements < 6 )
| M7N7MAGzi |  |  |  | (N-m/m) | ( NMembers < 7 ) .OR. ( Member(7)%NumElements < 7 )
| M7N8MAGzi |  |  |  | (N-m/m) | ( NMembers < 7 ) .OR. ( Member(7)%NumElements < 8 )
| M7N9MAGzi |  |  |  | (N-m/m) | ( NMembers < 7 ) .OR. ( Member(7)%NumElements < 9 )
| M8N1MAGzi |  |  |  | (N-m/m) | ( NMembers < 8 ) .OR. ( Member(8)%NumElements < 1 )
| M8N2MAGzi |  |  |  | (N-m/m) | ( NMembers < 8 ) .OR. ( Member(8)%NumElements < 2 )
| M8N3MAGzi |  |  |  | (N-m/m) | ( NMembers < 8 ) .OR. ( Member(8)%NumElements < 3 )
| M8N4MAGzi |  |  |  | (N-m/m) | ( NMembers < 8 ) .OR. ( Member(8)%NumElements < 4 )
| M8N5MAGzi |  |  |  | (N-m/m) | ( NMembers < 8 ) .OR. ( Member(8)%NumElements < 5 )
| M8N6MAGzi |  |  |  | (N-m/m) | ( NMembers < 8 ) .OR. ( Member(8)%NumElements < 6 )
| M8N7MAGzi |  |  |  | (N-m/m) | ( NMembers < 8 ) .OR. ( Member(8)%NumElements < 7 )
| M8N8MAGzi |  |  |  | (N-m/m) | ( NMembers < 8 ) .OR. ( Member(8)%NumElements < 8 )
| M8N9MAGzi |  |  |  | (N-m/m) | ( NMembers < 8 ) .OR. ( Member(8)%NumElements < 9 )
| M9N1MAGzi |  |  |  | (N-m/m) | ( NMembers < 9 ) .OR. ( Member(9)%NumElements < 1 )
| M9N2MAGzi |  |  |  | (N-m/m) | ( NMembers < 9 ) .OR. ( Member(9)%NumElements < 2 )
| M9N3MAGzi |  |  |  | (N-m/m) | ( NMembers < 9 ) .OR. ( Member(9)%NumElements < 3 )
| M9N4MAGzi |  |  |  | (N-m/m) | ( NMembers < 9 ) .OR. ( Member(9)%NumElements < 4 )
| M9N5MAGzi |  |  |  | (N-m/m) | ( NMembers < 9 ) .OR. ( Member(9)%NumElements < 5 )
| M9N6MAGzi |  |  |  | (N-m/m) | ( NMembers < 9 ) .OR. ( Member(9)%NumElements < 6 )
| M9N7MAGzi |  |  |  | (N-m/m) | ( NMembers < 9 ) .OR. ( Member(9)%NumElements < 7 )
| M9N8MAGzi |  |  |  | (N-m/m) | ( NMembers < 9 ) .OR. ( Member(9)%NumElements < 8 )
| M9N9MAGzi |  |  |  | (N-m/m) | ( NMembers < 9 ) .OR. ( Member(9)%NumElements < 9 )
| M1N1FAFxi |  | x-component of the distributed flooding/ballasting mass inertia force, expressed in the inertial coordinate system |  | (N/m) | ( NMembers < 1 ) .OR. ( Member(1)%NumElements < 1 )
| M1N2FAFxi |  |  |  | (N/m) | ( NMembers < 1 ) .OR. ( Member(1)%NumElements < 2 )
| M1N3FAFxi |  |  |  | (N/m) | ( NMembers < 1 ) .OR. ( Member(1)%NumElements < 3 )
| M1N4FAFxi |  |  |  | (N/m) | ( NMembers < 1 ) .OR. ( Member(1)%NumElements < 4 )
| M1N5FAFxi |  |  |  | (N/m) | ( NMembers < 1 ) .OR. ( Member(1)%NumElements < 5 )
| M1N6FAFxi |  |  |  | (N/m) | ( NMembers < 1 ) .OR. ( Member(1)%NumElements < 6 )
| M1N7FAFxi |  |  |  | (N/m) | ( NMembers < 1 ) .OR. ( Member(1)%NumElements < 7 )
| M1N8FAFxi |  |  |  | (N/m) | ( NMembers < 1 ) .OR. ( Member(1)%NumElements < 8 )
| M1N9FAFxi |  |  |  | (N/m) | ( NMembers < 1 ) .OR. ( Member(1)%NumElements < 9 )
| M2N1FAFxi |  |  |  | (N/m) | ( NMembers < 2 ) .OR. ( Member(2)%NumElements < 1 )
| M2N2FAFxi |  |  |  | (N/m) | ( NMembers < 2 ) .OR. ( Member(2)%NumElements < 2 )
| M2N3FAFxi |  |  |  | (N/m) | ( NMembers < 2 ) .OR. ( Member(2)%NumElements < 3 )
| M2N4FAFxi |  |  |  | (N/m) | ( NMembers < 2 ) .OR. ( Member(2)%NumElements < 4 )
| M2N5FAFxi |  |  |  | (N/m) | ( NMembers < 2 ) .OR. ( Member(2)%NumElements < 5 )
| M2N6FAFxi |  |  |  | (N/m) | ( NMembers < 2 ) .OR. ( Member(2)%NumElements < 6 )
| M2N7FAFxi |  |  |  | (N/m) | ( NMembers < 2 ) .OR. ( Member(2)%NumElements < 7 )
| M2N8FAFxi |  |  |  | (N/m) | ( NMembers < 2 ) .OR. ( Member(2)%NumElements < 8 )
| M2N9FAFxi |  |  |  | (N/m) | ( NMembers < 2 ) .OR. ( Member(2)%NumElements < 9 )
| M3N1FAFxi |  |  |  | (N/m) | ( NMembers < 3 ) .OR. ( Member(3)%NumElements < 1 )
| M3N2FAFxi |  |  |  | (N/m) | ( NMembers < 3 ) .OR. ( Member(3)%NumElements < 2 )
| M3N3FAFxi |  |  |  | (N/m) | ( NMembers < 3 ) .OR. ( Member(3)%NumElements < 3 )
| M3N4FAFxi |  |  |  | (N/m) | ( NMembers < 3 ) .OR. ( Member(3)%NumElements < 4 )
| M3N5FAFxi |  |  |  | (N/m) | ( NMembers < 3 ) .OR. ( Member(3)%NumElements < 5 )
| M3N6FAFxi |  |  |  | (N/m) | ( NMembers < 3 ) .OR. ( Member(3)%NumElements < 6 )
| M3N7FAFxi |  |  |  | (N/m) | ( NMembers < 3 ) .OR. ( Member(3)%NumElements < 7 )
| M3N8FAFxi |  |  |  | (N/m) | ( NMembers < 3 ) .OR. ( Member(3)%NumElements < 8 )
| M3N9FAFxi |  |  |  | (N/m) | ( NMembers < 3 ) .OR. ( Member(3)%NumElements < 9 )
| M4N1FAFxi |  |  |  | (N/m) | ( NMembers < 4 ) .OR. ( Member(4)%NumElements < 1 )
| M4N2FAFxi |  |  |  | (N/m) | ( NMembers < 4 ) .OR. ( Member(4)%NumElements < 2 )
| M4N3FAFxi |  |  |  | (N/m) | ( NMembers < 4 ) .OR. ( Member(4)%NumElements < 3 )
| M4N4FAFxi |  |  |  | (N/m) | ( NMembers < 4 ) .OR. ( Member(4)%NumElements < 4 )
| M4N5FAFxi |  |  |  | (N/m) | ( NMembers < 4 ) .OR. ( Member(4)%NumElements < 5 )
| M4N6FAFxi |  |  |  | (N/m) | ( NMembers < 4 ) .OR. ( Member(4)%NumElements < 6 )
| M4N7FAFxi |  |  |  | (N/m) | ( NMembers < 4 ) .OR. ( Member(4)%NumElements < 7 )
| M4N8FAFxi |  |  |  | (N/m) | ( NMembers < 4 ) .OR. ( Member(4)%NumElements < 8 )
| M4N9FAFxi |  |  |  | (N/m) | ( NMembers < 4 ) .OR. ( Member(4)%NumElements < 9 )
| M5N1FAFxi |  |  |  | (N/m) | ( NMembers < 5 ) .OR. ( Member(5)%NumElements < 1 )
| M5N2FAFxi |  |  |  | (N/m) | ( NMembers < 5 ) .OR. ( Member(5)%NumElements < 2 )
| M5N3FAFxi |  |  |  | (N/m) | ( NMembers < 5 ) .OR. ( Member(5)%NumElements < 3 )
| M5N4FAFxi |  |  |  | (N/m) | ( NMembers < 5 ) .OR. ( Member(5)%NumElements < 4 )
| M5N5FAFxi |  |  |  | (N/m) | ( NMembers < 5 ) .OR. ( Member(5)%NumElements < 5 )
| M5N6FAFxi |  |  |  | (N/m) | ( NMembers < 5 ) .OR. ( Member(5)%NumElements < 6 )
| M5N7FAFxi |  |  |  | (N/m) | ( NMembers < 5 ) .OR. ( Member(5)%NumElements < 7 )
| M5N8FAFxi |  |  |  | (N/m) | ( NMembers < 5 ) .OR. ( Member(5)%NumElements < 8 )
| M5N9FAFxi |  |  |  | (N/m) | ( NMembers < 5 ) .OR. ( Member(5)%NumElements < 9 )
| M6N1FAFxi |  |  |  | (N/m) | ( NMembers < 6 ) .OR. ( Member(6)%NumElements < 1 )
| M6N2FAFxi |  |  |  | (N/m) | ( NMembers < 6 ) .OR. ( Member(6)%NumElements < 2 )
| M6N3FAFxi |  |  |  | (N/m) | ( NMembers < 6 ) .OR. ( Member(6)%NumElements < 3 )
| M6N4FAFxi |  |  |  | (N/m) | ( NMembers < 6 ) .OR. ( Member(6)%NumElements < 4 )
| M6N5FAFxi |  |  |  | (N/m) | ( NMembers < 6 ) .OR. ( Member(6)%NumElements < 5 )
| M6N6FAFxi |  |  |  | (N/m) | ( NMembers < 6 ) .OR. ( Member(6)%NumElements < 6 )
| M6N7FAFxi |  |  |  | (N/m) | ( NMembers < 6 ) .OR. ( Member(6)%NumElements < 7 )
| M6N8FAFxi |  |  |  | (N/m) | ( NMembers < 6 ) .OR. ( Member(6)%NumElements < 8 )
| M6N9FAFxi |  |  |  | (N/m) | ( NMembers < 6 ) .OR. ( Member(6)%NumElements < 9 )
| M7N1FAFxi |  |  |  | (N/m) | ( NMembers < 7 ) .OR. ( Member(7)%NumElements < 1 )
| M7N2FAFxi |  |  |  | (N/m) | ( NMembers < 7 ) .OR. ( Member(7)%NumElements < 2 )
| M7N3FAFxi |  |  |  | (N/m) | ( NMembers < 7 ) .OR. ( Member(7)%NumElements < 3 )
| M7N4FAFxi |  |  |  | (N/m) | ( NMembers < 7 ) .OR. ( Member(7)%NumElements < 4 )
| M7N5FAFxi |  |  |  | (N/m) | ( NMembers < 7 ) .OR. ( Member(7)%NumElements < 5 )
| M7N6FAFxi |  |  |  | (N/m) | ( NMembers < 7 ) .OR. ( Member(7)%NumElements < 6 )
| M7N7FAFxi |  |  |  | (N/m) | ( NMembers < 7 ) .OR. ( Member(7)%NumElements < 7 )
| M7N8FAFxi |  |  |  | (N/m) | ( NMembers < 7 ) .OR. ( Member(7)%NumElements < 8 )
| M7N9FAFxi |  |  |  | (N/m) | ( NMembers < 7 ) .OR. ( Member(7)%NumElements < 9 )
| M8N1FAFxi |  |  |  | (N/m) | ( NMembers < 8 ) .OR. ( Member(8)%NumElements < 1 )
| M8N2FAFxi |  |  |  | (N/m) | ( NMembers < 8 ) .OR. ( Member(8)%NumElements < 2 )
| M8N3FAFxi |  |  |  | (N/m) | ( NMembers < 8 ) .OR. ( Member(8)%NumElements < 3 )
| M8N4FAFxi |  |  |  | (N/m) | ( NMembers < 8 ) .OR. ( Member(8)%NumElements < 4 )
| M8N5FAFxi |  |  |  | (N/m) | ( NMembers < 8 ) .OR. ( Member(8)%NumElements < 5 )
| M8N6FAFxi |  |  |  | (N/m) | ( NMembers < 8 ) .OR. ( Member(8)%NumElements < 6 )
| M8N7FAFxi |  |  |  | (N/m) | ( NMembers < 8 ) .OR. ( Member(8)%NumElements < 7 )
| M8N8FAFxi |  |  |  | (N/m) | ( NMembers < 8 ) .OR. ( Member(8)%NumElements < 8 )
| M8N9FAFxi |  |  |  | (N/m) | ( NMembers < 8 ) .OR. ( Member(8)%NumElements < 9 )
| M9N1FAFxi |  |  |  | (N/m) | ( NMembers < 9 ) .OR. ( Member(9)%NumElements < 1 )
| M9N2FAFxi |  |  |  | (N/m) | ( NMembers < 9 ) .OR. ( Member(9)%NumElements < 2 )
| M9N3FAFxi |  |  |  | (N/m) | ( NMembers < 9 ) .OR. ( Member(9)%NumElements < 3 )
| M9N4FAFxi |  |  |  | (N/m) | ( NMembers < 9 ) .OR. ( Member(9)%NumElements < 4 )
| M9N5FAFxi |  |  |  | (N/m) | ( NMembers < 9 ) .OR. ( Member(9)%NumElements < 5 )
| M9N6FAFxi |  |  |  | (N/m) | ( NMembers < 9 ) .OR. ( Member(9)%NumElements < 6 )
| M9N7FAFxi |  |  |  | (N/m) | ( NMembers < 9 ) .OR. ( Member(9)%NumElements < 7 )
| M9N8FAFxi |  |  |  | (N/m) | ( NMembers < 9 ) .OR. ( Member(9)%NumElements < 8 )
| M9N9FAFxi |  |  |  | (N/m) | ( NMembers < 9 ) .OR. ( Member(9)%NumElements < 9 )
| M1N1FAFyi |  | y-component of the distributed flooding/ballasting mass inertia force, expressed in the inertial coordinate system |  | (N/m) | ( NMembers < 1 ) .OR. ( Member(1)%NumElements < 1 )
| M1N2FAFyi |  |  |  | (N/m) | ( NMembers < 1 ) .OR. ( Member(1)%NumElements < 2 )
| M1N3FAFyi |  |  |  | (N/m) | ( NMembers < 1 ) .OR. ( Member(1)%NumElements < 3 )
| M1N4FAFyi |  |  |  | (N/m) | ( NMembers < 1 ) .OR. ( Member(1)%NumElements < 4 )
| M1N5FAFyi |  |  |  | (N/m) | ( NMembers < 1 ) .OR. ( Member(1)%NumElements < 5 )
| M1N6FAFyi |  |  |  | (N/m) | ( NMembers < 1 ) .OR. ( Member(1)%NumElements < 6 )
| M1N7FAFyi |  |  |  | (N/m) | ( NMembers < 1 ) .OR. ( Member(1)%NumElements < 7 )
| M1N8FAFyi |  |  |  | (N/m) | ( NMembers < 1 ) .OR. ( Member(1)%NumElements < 8 )
| M1N9FAFyi |  |  |  | (N/m) | ( NMembers < 1 ) .OR. ( Member(1)%NumElements < 9 )
| M2N1FAFyi |  |  |  | (N/m) | ( NMembers < 2 ) .OR. ( Member(2)%NumElements < 1 )
| M2N2FAFyi |  |  |  | (N/m) | ( NMembers < 2 ) .OR. ( Member(2)%NumElements < 2 )
| M2N3FAFyi |  |  |  | (N/m) | ( NMembers < 2 ) .OR. ( Member(2)%NumElements < 3 )
| M2N4FAFyi |  |  |  | (N/m) | ( NMembers < 2 ) .OR. ( Member(2)%NumElements < 4 )
| M2N5FAFyi |  |  |  | (N/m) | ( NMembers < 2 ) .OR. ( Member(2)%NumElements < 5 )
| M2N6FAFyi |  |  |  | (N/m) | ( NMembers < 2 ) .OR. ( Member(2)%NumElements < 6 )
| M2N7FAFyi |  |  |  | (N/m) | ( NMembers < 2 ) .OR. ( Member(2)%NumElements < 7 )
| M2N8FAFyi |  |  |  | (N/m) | ( NMembers < 2 ) .OR. ( Member(2)%NumElements < 8 )
| M2N9FAFyi |  |  |  | (N/m) | ( NMembers < 2 ) .OR. ( Member(2)%NumElements < 9 )
| M3N1FAFyi |  |  |  | (N/m) | ( NMembers < 3 ) .OR. ( Member(3)%NumElements < 1 )
| M3N2FAFyi |  |  |  | (N/m) | ( NMembers < 3 ) .OR. ( Member(3)%NumElements < 2 )
| M3N3FAFyi |  |  |  | (N/m) | ( NMembers < 3 ) .OR. ( Member(3)%NumElements < 3 )
| M3N4FAFyi |  |  |  | (N/m) | ( NMembers < 3 ) .OR. ( Member(3)%NumElements < 4 )
| M3N5FAFyi |  |  |  | (N/m) | ( NMembers < 3 ) .OR. ( Member(3)%NumElements < 5 )
| M3N6FAFyi |  |  |  | (N/m) | ( NMembers < 3 ) .OR. ( Member(3)%NumElements < 6 )
| M3N7FAFyi |  |  |  | (N/m) | ( NMembers < 3 ) .OR. ( Member(3)%NumElements < 7 )
| M3N8FAFyi |  |  |  | (N/m) | ( NMembers < 3 ) .OR. ( Member(3)%NumElements < 8 )
| M3N9FAFyi |  |  |  | (N/m) | ( NMembers < 3 ) .OR. ( Member(3)%NumElements < 9 )
| M4N1FAFyi |  |  |  | (N/m) | ( NMembers < 4 ) .OR. ( Member(4)%NumElements < 1 )
| M4N2FAFyi |  |  |  | (N/m) | ( NMembers < 4 ) .OR. ( Member(4)%NumElements < 2 )
| M4N3FAFyi |  |  |  | (N/m) | ( NMembers < 4 ) .OR. ( Member(4)%NumElements < 3 )
| M4N4FAFyi |  |  |  | (N/m) | ( NMembers < 4 ) .OR. ( Member(4)%NumElements < 4 )
| M4N5FAFyi |  |  |  | (N/m) | ( NMembers < 4 ) .OR. ( Member(4)%NumElements < 5 )
| M4N6FAFyi |  |  |  | (N/m) | ( NMembers < 4 ) .OR. ( Member(4)%NumElements < 6 )
| M4N7FAFyi |  |  |  | (N/m) | ( NMembers < 4 ) .OR. ( Member(4)%NumElements < 7 )
| M4N8FAFyi |  |  |  | (N/m) | ( NMembers < 4 ) .OR. ( Member(4)%NumElements < 8 )
| M4N9FAFyi |  |  |  | (N/m) | ( NMembers < 4 ) .OR. ( Member(4)%NumElements < 9 )
| M5N1FAFyi |  |  |  | (N/m) | ( NMembers < 5 ) .OR. ( Member(5)%NumElements < 1 )
| M5N2FAFyi |  |  |  | (N/m) | ( NMembers < 5 ) .OR. ( Member(5)%NumElements < 2 )
| M5N3FAFyi |  |  |  | (N/m) | ( NMembers < 5 ) .OR. ( Member(5)%NumElements < 3 )
| M5N4FAFyi |  |  |  | (N/m) | ( NMembers < 5 ) .OR. ( Member(5)%NumElements < 4 )
| M5N5FAFyi |  |  |  | (N/m) | ( NMembers < 5 ) .OR. ( Member(5)%NumElements < 5 )
| M5N6FAFyi |  |  |  | (N/m) | ( NMembers < 5 ) .OR. ( Member(5)%NumElements < 6 )
| M5N7FAFyi |  |  |  | (N/m) | ( NMembers < 5 ) .OR. ( Member(5)%NumElements < 7 )
| M5N8FAFyi |  |  |  | (N/m) | ( NMembers < 5 ) .OR. ( Member(5)%NumElements < 8 )
| M5N9FAFyi |  |  |  | (N/m) | ( NMembers < 5 ) .OR. ( Member(5)%NumElements < 9 )
| M6N1FAFyi |  |  |  | (N/m) | ( NMembers < 6 ) .OR. ( Member(6)%NumElements < 1 )
| M6N2FAFyi |  |  |  | (N/m) | ( NMembers < 6 ) .OR. ( Member(6)%NumElements < 2 )
| M6N3FAFyi |  |  |  | (N/m) | ( NMembers < 6 ) .OR. ( Member(6)%NumElements < 3 )
| M6N4FAFyi |  |  |  | (N/m) | ( NMembers < 6 ) .OR. ( Member(6)%NumElements < 4 )
| M6N5FAFyi |  |  |  | (N/m) | ( NMembers < 6 ) .OR. ( Member(6)%NumElements < 5 )
| M6N6FAFyi |  |  |  | (N/m) | ( NMembers < 6 ) .OR. ( Member(6)%NumElements < 6 )
| M6N7FAFyi |  |  |  | (N/m) | ( NMembers < 6 ) .OR. ( Member(6)%NumElements < 7 )
| M6N8FAFyi |  |  |  | (N/m) | ( NMembers < 6 ) .OR. ( Member(6)%NumElements < 8 )
| M6N9FAFyi |  |  |  | (N/m) | ( NMembers < 6 ) .OR. ( Member(6)%NumElements < 9 )
| M7N1FAFyi |  |  |  | (N/m) | ( NMembers < 7 ) .OR. ( Member(7)%NumElements < 1 )
| M7N2FAFyi |  |  |  | (N/m) | ( NMembers < 7 ) .OR. ( Member(7)%NumElements < 2 )
| M7N3FAFyi |  |  |  | (N/m) | ( NMembers < 7 ) .OR. ( Member(7)%NumElements < 3 )
| M7N4FAFyi |  |  |  | (N/m) | ( NMembers < 7 ) .OR. ( Member(7)%NumElements < 4 )
| M7N5FAFyi |  |  |  | (N/m) | ( NMembers < 7 ) .OR. ( Member(7)%NumElements < 5 )
| M7N6FAFyi |  |  |  | (N/m) | ( NMembers < 7 ) .OR. ( Member(7)%NumElements < 6 )
| M7N7FAFyi |  |  |  | (N/m) | ( NMembers < 7 ) .OR. ( Member(7)%NumElements < 7 )
| M7N8FAFyi |  |  |  | (N/m) | ( NMembers < 7 ) .OR. ( Member(7)%NumElements < 8 )
| M7N9FAFyi |  |  |  | (N/m) | ( NMembers < 7 ) .OR. ( Member(7)%NumElements < 9 )
| M8N1FAFyi |  |  |  | (N/m) | ( NMembers < 8 ) .OR. ( Member(8)%NumElements < 1 )
| M8N2FAFyi |  |  |  | (N/m) | ( NMembers < 8 ) .OR. ( Member(8)%NumElements < 2 )
| M8N3FAFyi |  |  |  | (N/m) | ( NMembers < 8 ) .OR. ( Member(8)%NumElements < 3 )
| M8N4FAFyi |  |  |  | (N/m) | ( NMembers < 8 ) .OR. ( Member(8)%NumElements < 4 )
| M8N5FAFyi |  |  |  | (N/m) | ( NMembers < 8 ) .OR. ( Member(8)%NumElements < 5 )
| M8N6FAFyi |  |  |  | (N/m) | ( NMembers < 8 ) .OR. ( Member(8)%NumElements < 6 )
| M8N7FAFyi |  |  |  | (N/m) | ( NMembers < 8 ) .OR. ( Member(8)%NumElements < 7 )
| M8N8FAFyi |  |  |  | (N/m) | ( NMembers < 8 ) .OR. ( Member(8)%NumElements < 8 )
| M8N9FAFyi |  |  |  | (N/m) | ( NMembers < 8 ) .OR. ( Member(8)%NumElements < 9 )
| M9N1FAFyi |  |  |  | (N/m) | ( NMembers < 9 ) .OR. ( Member(9)%NumElements < 1 )
| M9N2FAFyi |  |  |  | (N/m) | ( NMembers < 9 ) .OR. ( Member(9)%NumElements < 2 )
| M9N3FAFyi |  |  |  | (N/m) | ( NMembers < 9 ) .OR. ( Member(9)%NumElements < 3 )
| M9N4FAFyi |  |  |  | (N/m) | ( NMembers < 9 ) .OR. ( Member(9)%NumElements < 4 )
| M9N5FAFyi |  |  |  | (N/m) | ( NMembers < 9 ) .OR. ( Member(9)%NumElements < 5 )
| M9N6FAFyi |  |  |  | (N/m) | ( NMembers < 9 ) .OR. ( Member(9)%NumElements < 6 )
| M9N7FAFyi |  |  |  | (N/m) | ( NMembers < 9 ) .OR. ( Member(9)%NumElements < 7 )
| M9N8FAFyi |  |  |  | (N/m) | ( NMembers < 9 ) .OR. ( Member(9)%NumElements < 8 )
| M9N9FAFyi |  |  |  | (N/m) | ( NMembers < 9 ) .OR. ( Member(9)%NumElements < 9 )
| M1N1FAFzi |  | z-component of the distributed flooding/ballasting mass inertia force, expressed in the inertial coordinate system |  | (N/m) | ( NMembers < 1 ) .OR. ( Member(1)%NumElements < 1 )
| M1N2FAFzi |  |  |  | (N/m) | ( NMembers < 1 ) .OR. ( Member(1)%NumElements < 2 )
| M1N3FAFzi |  |  |  | (N/m) | ( NMembers < 1 ) .OR. ( Member(1)%NumElements < 3 )
| M1N4FAFzi |  |  |  | (N/m) | ( NMembers < 1 ) .OR. ( Member(1)%NumElements < 4 )
| M1N5FAFzi |  |  |  | (N/m) | ( NMembers < 1 ) .OR. ( Member(1)%NumElements < 5 )
| M1N6FAFzi |  |  |  | (N/m) | ( NMembers < 1 ) .OR. ( Member(1)%NumElements < 6 )
| M1N7FAFzi |  |  |  | (N/m) | ( NMembers < 1 ) .OR. ( Member(1)%NumElements < 7 )
| M1N8FAFzi |  |  |  | (N/m) | ( NMembers < 1 ) .OR. ( Member(1)%NumElements < 8 )
| M1N9FAFzi |  |  |  | (N/m) | ( NMembers < 1 ) .OR. ( Member(1)%NumElements < 9 )
| M2N1FAFzi |  |  |  | (N/m) | ( NMembers < 2 ) .OR. ( Member(2)%NumElements < 1 )
| M2N2FAFzi |  |  |  | (N/m) | ( NMembers < 2 ) .OR. ( Member(2)%NumElements < 2 )
| M2N3FAFzi |  |  |  | (N/m) | ( NMembers < 2 ) .OR. ( Member(2)%NumElements < 3 )
| M2N4FAFzi |  |  |  | (N/m) | ( NMembers < 2 ) .OR. ( Member(2)%NumElements < 4 )
| M2N5FAFzi |  |  |  | (N/m) | ( NMembers < 2 ) .OR. ( Member(2)%NumElements < 5 )
| M2N6FAFzi |  |  |  | (N/m) | ( NMembers < 2 ) .OR. ( Member(2)%NumElements < 6 )
| M2N7FAFzi |  |  |  | (N/m) | ( NMembers < 2 ) .OR. ( Member(2)%NumElements < 7 )
| M2N8FAFzi |  |  |  | (N/m) | ( NMembers < 2 ) .OR. ( Member(2)%NumElements < 8 )
| M2N9FAFzi |  |  |  | (N/m) | ( NMembers < 2 ) .OR. ( Member(2)%NumElements < 9 )
| M3N1FAFzi |  |  |  | (N/m) | ( NMembers < 3 ) .OR. ( Member(3)%NumElements < 1 )
| M3N2FAFzi |  |  |  | (N/m) | ( NMembers < 3 ) .OR. ( Member(3)%NumElements < 2 )
| M3N3FAFzi |  |  |  | (N/m) | ( NMembers < 3 ) .OR. ( Member(3)%NumElements < 3 )
| M3N4FAFzi |  |  |  | (N/m) | ( NMembers < 3 ) .OR. ( Member(3)%NumElements < 4 )
| M3N5FAFzi |  |  |  | (N/m) | ( NMembers < 3 ) .OR. ( Member(3)%NumElements < 5 )
| M3N6FAFzi |  |  |  | (N/m) | ( NMembers < 3 ) .OR. ( Member(3)%NumElements < 6 )
| M3N7FAFzi |  |  |  | (N/m) | ( NMembers < 3 ) .OR. ( Member(3)%NumElements < 7 )
| M3N8FAFzi |  |  |  | (N/m) | ( NMembers < 3 ) .OR. ( Member(3)%NumElements < 8 )
| M3N9FAFzi |  |  |  | (N/m) | ( NMembers < 3 ) .OR. ( Member(3)%NumElements < 9 )
| M4N1FAFzi |  |  |  | (N/m) | ( NMembers < 4 ) .OR. ( Member(4)%NumElements < 1 )
| M4N2FAFzi |  |  |  | (N/m) | ( NMembers < 4 ) .OR. ( Member(4)%NumElements < 2 )
| M4N3FAFzi |  |  |  | (N/m) | ( NMembers < 4 ) .OR. ( Member(4)%NumElements < 3 )
| M4N4FAFzi |  |  |  | (N/m) | ( NMembers < 4 ) .OR. ( Member(4)%NumElements < 4 )
| M4N5FAFzi |  |  |  | (N/m) | ( NMembers < 4 ) .OR. ( Member(4)%NumElements < 5 )
| M4N6FAFzi |  |  |  | (N/m) | ( NMembers < 4 ) .OR. ( Member(4)%NumElements < 6 )
| M4N7FAFzi |  |  |  | (N/m) | ( NMembers < 4 ) .OR. ( Member(4)%NumElements < 7 )
| M4N8FAFzi |  |  |  | (N/m) | ( NMembers < 4 ) .OR. ( Member(4)%NumElements < 8 )
| M4N9FAFzi |  |  |  | (N/m) | ( NMembers < 4 ) .OR. ( Member(4)%NumElements < 9 )
| M5N1FAFzi |  |  |  | (N/m) | ( NMembers < 5 ) .OR. ( Member(5)%NumElements < 1 )
| M5N2FAFzi |  |  |  | (N/m) | ( NMembers < 5 ) .OR. ( Member(5)%NumElements < 2 )
| M5N3FAFzi |  |  |  | (N/m) | ( NMembers < 5 ) .OR. ( Member(5)%NumElements < 3 )
| M5N4FAFzi |  |  |  | (N/m) | ( NMembers < 5 ) .OR. ( Member(5)%NumElements < 4 )
| M5N5FAFzi |  |  |  | (N/m) | ( NMembers < 5 ) .OR. ( Member(5)%NumElements < 5 )
| M5N6FAFzi |  |  |  | (N/m) | ( NMembers < 5 ) .OR. ( Member(5)%NumElements < 6 )
| M5N7FAFzi |  |  |  | (N/m) | ( NMembers < 5 ) .OR. ( Member(5)%NumElements < 7 )
| M5N8FAFzi |  |  |  | (N/m) | ( NMembers < 5 ) .OR. ( Member(5)%NumElements < 8 )
| M5N9FAFzi |  |  |  | (N/m) | ( NMembers < 5 ) .OR. ( Member(5)%NumElements < 9 )
| M6N1FAFzi |  |  |  | (N/m) | ( NMembers < 6 ) .OR. ( Member(6)%NumElements < 1 )
| M6N2FAFzi |  |  |  | (N/m) | ( NMembers < 6 ) .OR. ( Member(6)%NumElements < 2 )
| M6N3FAFzi |  |  |  | (N/m) | ( NMembers < 6 ) .OR. ( Member(6)%NumElements < 3 )
| M6N4FAFzi |  |  |  | (N/m) | ( NMembers < 6 ) .OR. ( Member(6)%NumElements < 4 )
| M6N5FAFzi |  |  |  | (N/m) | ( NMembers < 6 ) .OR. ( Member(6)%NumElements < 5 )
| M6N6FAFzi |  |  |  | (N/m) | ( NMembers < 6 ) .OR. ( Member(6)%NumElements < 6 )
| M6N7FAFzi |  |  |  | (N/m) | ( NMembers < 6 ) .OR. ( Member(6)%NumElements < 7 )
| M6N8FAFzi |  |  |  | (N/m) | ( NMembers < 6 ) .OR. ( Member(6)%NumElements < 8 )
| M6N9FAFzi |  |  |  | (N/m) | ( NMembers < 6 ) .OR. ( Member(6)%NumElements < 9 )
| M7N1FAFzi |  |  |  | (N/m) | ( NMembers < 7 ) .OR. ( Member(7)%NumElements < 1 )
| M7N2FAFzi |  |  |  | (N/m) | ( NMembers < 7 ) .OR. ( Member(7)%NumElements < 2 )
| M7N3FAFzi |  |  |  | (N/m) | ( NMembers < 7 ) .OR. ( Member(7)%NumElements < 3 )
| M7N4FAFzi |  |  |  | (N/m) | ( NMembers < 7 ) .OR. ( Member(7)%NumElements < 4 )
| M7N5FAFzi |  |  |  | (N/m) | ( NMembers < 7 ) .OR. ( Member(7)%NumElements < 5 )
| M7N6FAFzi |  |  |  | (N/m) | ( NMembers < 7 ) .OR. ( Member(7)%NumElements < 6 )
| M7N7FAFzi |  |  |  | (N/m) | ( NMembers < 7 ) .OR. ( Member(7)%NumElements < 7 )
| M7N8FAFzi |  |  |  | (N/m) | ( NMembers < 7 ) .OR. ( Member(7)%NumElements < 8 )
| M7N9FAFzi |  |  |  | (N/m) | ( NMembers < 7 ) .OR. ( Member(7)%NumElements < 9 )
| M8N1FAFzi |  |  |  | (N/m) | ( NMembers < 8 ) .OR. ( Member(8)%NumElements < 1 )
| M8N2FAFzi |  |  |  | (N/m) | ( NMembers < 8 ) .OR. ( Member(8)%NumElements < 2 )
| M8N3FAFzi |  |  |  | (N/m) | ( NMembers < 8 ) .OR. ( Member(8)%NumElements < 3 )
| M8N4FAFzi |  |  |  | (N/m) | ( NMembers < 8 ) .OR. ( Member(8)%NumElements < 4 )
| M8N5FAFzi |  |  |  | (N/m) | ( NMembers < 8 ) .OR. ( Member(8)%NumElements < 5 )
| M8N6FAFzi |  |  |  | (N/m) | ( NMembers < 8 ) .OR. ( Member(8)%NumElements < 6 )
| M8N7FAFzi |  |  |  | (N/m) | ( NMembers < 8 ) .OR. ( Member(8)%NumElements < 7 )
| M8N8FAFzi |  |  |  | (N/m) | ( NMembers < 8 ) .OR. ( Member(8)%NumElements < 8 )
| M8N9FAFzi |  |  |  | (N/m) | ( NMembers < 8 ) .OR. ( Member(8)%NumElements < 9 )
| M9N1FAFzi |  |  |  | (N/m) | ( NMembers < 9 ) .OR. ( Member(9)%NumElements < 1 )
| M9N2FAFzi |  |  |  | (N/m) | ( NMembers < 9 ) .OR. ( Member(9)%NumElements < 2 )
| M9N3FAFzi |  |  |  | (N/m) | ( NMembers < 9 ) .OR. ( Member(9)%NumElements < 3 )
| M9N4FAFzi |  |  |  | (N/m) | ( NMembers < 9 ) .OR. ( Member(9)%NumElements < 4 )
| M9N5FAFzi |  |  |  | (N/m) | ( NMembers < 9 ) .OR. ( Member(9)%NumElements < 5 )
| M9N6FAFzi |  |  |  | (N/m) | ( NMembers < 9 ) .OR. ( Member(9)%NumElements < 6 )
| M9N7FAFzi |  |  |  | (N/m) | ( NMembers < 9 ) .OR. ( Member(9)%NumElements < 7 )
| M9N8FAFzi |  |  |  | (N/m) | ( NMembers < 9 ) .OR. ( Member(9)%NumElements < 8 )
| M9N9FAFzi |  |  |  | (N/m) | ( NMembers < 9 ) .OR. ( Member(9)%NumElements < 9 )
| M1N1MAFxi |  | x-component of the distributed flooding/ballasting mass inertia moment, expressed in the inertial coordinate system |  | (N-m/m) | ( NMembers < 1 ) .OR. ( Member(1)%NumElements < 1 )
| M1N2MAFxi |  |  |  | (N-m/m) | ( NMembers < 1 ) .OR. ( Member(1)%NumElements < 2 )
| M1N3MAFxi |  |  |  | (N-m/m) | ( NMembers < 1 ) .OR. ( Member(1)%NumElements < 3 )
| M1N4MAFxi |  |  |  | (N-m/m) | ( NMembers < 1 ) .OR. ( Member(1)%NumElements < 4 )
| M1N5MAFxi |  |  |  | (N-m/m) | ( NMembers < 1 ) .OR. ( Member(1)%NumElements < 5 )
| M1N6MAFxi |  |  |  | (N-m/m) | ( NMembers < 1 ) .OR. ( Member(1)%NumElements < 6 )
| M1N7MAFxi |  |  |  | (N-m/m) | ( NMembers < 1 ) .OR. ( Member(1)%NumElements < 7 )
| M1N8MAFxi |  |  |  | (N-m/m) | ( NMembers < 1 ) .OR. ( Member(1)%NumElements < 8 )
| M1N9MAFxi |  |  |  | (N-m/m) | ( NMembers < 1 ) .OR. ( Member(1)%NumElements < 9 )
| M2N1MAFxi |  |  |  | (N-m/m) | ( NMembers < 2 ) .OR. ( Member(2)%NumElements < 1 )
| M2N2MAFxi |  |  |  | (N-m/m) | ( NMembers < 2 ) .OR. ( Member(2)%NumElements < 2 )
| M2N3MAFxi |  |  |  | (N-m/m) | ( NMembers < 2 ) .OR. ( Member(2)%NumElements < 3 )
| M2N4MAFxi |  |  |  | (N-m/m) | ( NMembers < 2 ) .OR. ( Member(2)%NumElements < 4 )
| M2N5MAFxi |  |  |  | (N-m/m) | ( NMembers < 2 ) .OR. ( Member(2)%NumElements < 5 )
| M2N6MAFxi |  |  |  | (N-m/m) | ( NMembers < 2 ) .OR. ( Member(2)%NumElements < 6 )
| M2N7MAFxi |  |  |  | (N-m/m) | ( NMembers < 2 ) .OR. ( Member(2)%NumElements < 7 )
| M2N8MAFxi |  |  |  | (N-m/m) | ( NMembers < 2 ) .OR. ( Member(2)%NumElements < 8 )
| M2N9MAFxi |  |  |  | (N-m/m) | ( NMembers < 2 ) .OR. ( Member(2)%NumElements < 9 )
| M3N1MAFxi |  |  |  | (N-m/m) | ( NMembers < 3 ) .OR. ( Member(3)%NumElements < 1 )
| M3N2MAFxi |  |  |  | (N-m/m) | ( NMembers < 3 ) .OR. ( Member(3)%NumElements < 2 )
| M3N3MAFxi |  |  |  | (N-m/m) | ( NMembers < 3 ) .OR. ( Member(3)%NumElements < 3 )
| M3N4MAFxi |  |  |  | (N-m/m) | ( NMembers < 3 ) .OR. ( Member(3)%NumElements < 4 )
| M3N5MAFxi |  |  |  | (N-m/m) | ( NMembers < 3 ) .OR. ( Member(3)%NumElements < 5 )
| M3N6MAFxi |  |  |  | (N-m/m) | ( NMembers < 3 ) .OR. ( Member(3)%NumElements < 6 )
| M3N7MAFxi |  |  |  | (N-m/m) | ( NMembers < 3 ) .OR. ( Member(3)%NumElements < 7 )
| M3N8MAFxi |  |  |  | (N-m/m) | ( NMembers < 3 ) .OR. ( Member(3)%NumElements < 8 )
| M3N9MAFxi |  |  |  | (N-m/m) | ( NMembers < 3 ) .OR. ( Member(3)%NumElements < 9 )
| M4N1MAFxi |  |  |  | (N-m/m) | ( NMembers < 4 ) .OR. ( Member(4)%NumElements < 1 )
| M4N2MAFxi |  |  |  | (N-m/m) | ( NMembers < 4 ) .OR. ( Member(4)%NumElements < 2 )
| M4N3MAFxi |  |  |  | (N-m/m) | ( NMembers < 4 ) .OR. ( Member(4)%NumElements < 3 )
| M4N4MAFxi |  |  |  | (N-m/m) | ( NMembers < 4 ) .OR. ( Member(4)%NumElements < 4 )
| M4N5MAFxi |  |  |  | (N-m/m) | ( NMembers < 4 ) .OR. ( Member(4)%NumElements < 5 )
| M4N6MAFxi |  |  |  | (N-m/m) | ( NMembers < 4 ) .OR. ( Member(4)%NumElements < 6 )
| M4N7MAFxi |  |  |  | (N-m/m) | ( NMembers < 4 ) .OR. ( Member(4)%NumElements < 7 )
| M4N8MAFxi |  |  |  | (N-m/m) | ( NMembers < 4 ) .OR. ( Member(4)%NumElements < 8 )
| M4N9MAFxi |  |  |  | (N-m/m) | ( NMembers < 4 ) .OR. ( Member(4)%NumElements < 9 )
| M5N1MAFxi |  |  |  | (N-m/m) | ( NMembers < 5 ) .OR. ( Member(5)%NumElements < 1 )
| M5N2MAFxi |  |  |  | (N-m/m) | ( NMembers < 5 ) .OR. ( Member(5)%NumElements < 2 )
| M5N3MAFxi |  |  |  | (N-m/m) | ( NMembers < 5 ) .OR. ( Member(5)%NumElements < 3 )
| M5N4MAFxi |  |  |  | (N-m/m) | ( NMembers < 5 ) .OR. ( Member(5)%NumElements < 4 )
| M5N5MAFxi |  |  |  | (N-m/m) | ( NMembers < 5 ) .OR. ( Member(5)%NumElements < 5 )
| M5N6MAFxi |  |  |  | (N-m/m) | ( NMembers < 5 ) .OR. ( Member(5)%NumElements < 6 )
| M5N7MAFxi |  |  |  | (N-m/m) | ( NMembers < 5 ) .OR. ( Member(5)%NumElements < 7 )
| M5N8MAFxi |  |  |  | (N-m/m) | ( NMembers < 5 ) .OR. ( Member(5)%NumElements < 8 )
| M5N9MAFxi |  |  |  | (N-m/m) | ( NMembers < 5 ) .OR. ( Member(5)%NumElements < 9 )
| M6N1MAFxi |  |  |  | (N-m/m) | ( NMembers < 6 ) .OR. ( Member(6)%NumElements < 1 )
| M6N2MAFxi |  |  |  | (N-m/m) | ( NMembers < 6 ) .OR. ( Member(6)%NumElements < 2 )
| M6N3MAFxi |  |  |  | (N-m/m) | ( NMembers < 6 ) .OR. ( Member(6)%NumElements < 3 )
| M6N4MAFxi |  |  |  | (N-m/m) | ( NMembers < 6 ) .OR. ( Member(6)%NumElements < 4 )
| M6N5MAFxi |  |  |  | (N-m/m) | ( NMembers < 6 ) .OR. ( Member(6)%NumElements < 5 )
| M6N6MAFxi |  |  |  | (N-m/m) | ( NMembers < 6 ) .OR. ( Member(6)%NumElements < 6 )
| M6N7MAFxi |  |  |  | (N-m/m) | ( NMembers < 6 ) .OR. ( Member(6)%NumElements < 7 )
| M6N8MAFxi |  |  |  | (N-m/m) | ( NMembers < 6 ) .OR. ( Member(6)%NumElements < 8 )
| M6N9MAFxi |  |  |  | (N-m/m) | ( NMembers < 6 ) .OR. ( Member(6)%NumElements < 9 )
| M7N1MAFxi |  |  |  | (N-m/m) | ( NMembers < 7 ) .OR. ( Member(7)%NumElements < 1 )
| M7N2MAFxi |  |  |  | (N-m/m) | ( NMembers < 7 ) .OR. ( Member(7)%NumElements < 2 )
| M7N3MAFxi |  |  |  | (N-m/m) | ( NMembers < 7 ) .OR. ( Member(7)%NumElements < 3 )
| M7N4MAFxi |  |  |  | (N-m/m) | ( NMembers < 7 ) .OR. ( Member(7)%NumElements < 4 )
| M7N5MAFxi |  |  |  | (N-m/m) | ( NMembers < 7 ) .OR. ( Member(7)%NumElements < 5 )
| M7N6MAFxi |  |  |  | (N-m/m) | ( NMembers < 7 ) .OR. ( Member(7)%NumElements < 6 )
| M7N7MAFxi |  |  |  | (N-m/m) | ( NMembers < 7 ) .OR. ( Member(7)%NumElements < 7 )
| M7N8MAFxi |  |  |  | (N-m/m) | ( NMembers < 7 ) .OR. ( Member(7)%NumElements < 8 )
| M7N9MAFxi |  |  |  | (N-m/m) | ( NMembers < 7 ) .OR. ( Member(7)%NumElements < 9 )
| M8N1MAFxi |  |  |  | (N-m/m) | ( NMembers < 8 ) .OR. ( Member(8)%NumElements < 1 )
| M8N2MAFxi |  |  |  | (N-m/m) | ( NMembers < 8 ) .OR. ( Member(8)%NumElements < 2 )
| M8N3MAFxi |  |  |  | (N-m/m) | ( NMembers < 8 ) .OR. ( Member(8)%NumElements < 3 )
| M8N4MAFxi |  |  |  | (N-m/m) | ( NMembers < 8 ) .OR. ( Member(8)%NumElements < 4 )
| M8N5MAFxi |  |  |  | (N-m/m) | ( NMembers < 8 ) .OR. ( Member(8)%NumElements < 5 )
| M8N6MAFxi |  |  |  | (N-m/m) | ( NMembers < 8 ) .OR. ( Member(8)%NumElements < 6 )
| M8N7MAFxi |  |  |  | (N-m/m) | ( NMembers < 8 ) .OR. ( Member(8)%NumElements < 7 )
| M8N8MAFxi |  |  |  | (N-m/m) | ( NMembers < 8 ) .OR. ( Member(8)%NumElements < 8 )
| M8N9MAFxi |  |  |  | (N-m/m) | ( NMembers < 8 ) .OR. ( Member(8)%NumElements < 9 )
| M9N1MAFxi |  |  |  | (N-m/m) | ( NMembers < 9 ) .OR. ( Member(9)%NumElements < 1 )
| M9N2MAFxi |  |  |  | (N-m/m) | ( NMembers < 9 ) .OR. ( Member(9)%NumElements < 2 )
| M9N3MAFxi |  |  |  | (N-m/m) | ( NMembers < 9 ) .OR. ( Member(9)%NumElements < 3 )
| M9N4MAFxi |  |  |  | (N-m/m) | ( NMembers < 9 ) .OR. ( Member(9)%NumElements < 4 )
| M9N5MAFxi |  |  |  | (N-m/m) | ( NMembers < 9 ) .OR. ( Member(9)%NumElements < 5 )
| M9N6MAFxi |  |  |  | (N-m/m) | ( NMembers < 9 ) .OR. ( Member(9)%NumElements < 6 )
| M9N7MAFxi |  |  |  | (N-m/m) | ( NMembers < 9 ) .OR. ( Member(9)%NumElements < 7 )
| M9N8MAFxi |  |  |  | (N-m/m) | ( NMembers < 9 ) .OR. ( Member(9)%NumElements < 8 )
| M9N9MAFxi |  |  |  | (N-m/m) | ( NMembers < 9 ) .OR. ( Member(9)%NumElements < 9 )
| M1N1MAFyi |  | y-component of the distributed flooding/ballasting mass inertia moment, expressed in the inertial coordinate system |  | (N-m/m) | ( NMembers < 1 ) .OR. ( Member(1)%NumElements < 1 )
| M1N2MAFyi |  |  |  | (N-m/m) | ( NMembers < 1 ) .OR. ( Member(1)%NumElements < 2 )
| M1N3MAFyi |  |  |  | (N-m/m) | ( NMembers < 1 ) .OR. ( Member(1)%NumElements < 3 )
| M1N4MAFyi |  |  |  | (N-m/m) | ( NMembers < 1 ) .OR. ( Member(1)%NumElements < 4 )
| M1N5MAFyi |  |  |  | (N-m/m) | ( NMembers < 1 ) .OR. ( Member(1)%NumElements < 5 )
| M1N6MAFyi |  |  |  | (N-m/m) | ( NMembers < 1 ) .OR. ( Member(1)%NumElements < 6 )
| M1N7MAFyi |  |  |  | (N-m/m) | ( NMembers < 1 ) .OR. ( Member(1)%NumElements < 7 )
| M1N8MAFyi |  |  |  | (N-m/m) | ( NMembers < 1 ) .OR. ( Member(1)%NumElements < 8 )
| M1N9MAFyi |  |  |  | (N-m/m) | ( NMembers < 1 ) .OR. ( Member(1)%NumElements < 9 )
| M2N1MAFyi |  |  |  | (N-m/m) | ( NMembers < 2 ) .OR. ( Member(2)%NumElements < 1 )
| M2N2MAFyi |  |  |  | (N-m/m) | ( NMembers < 2 ) .OR. ( Member(2)%NumElements < 2 )
| M2N3MAFyi |  |  |  | (N-m/m) | ( NMembers < 2 ) .OR. ( Member(2)%NumElements < 3 )
| M2N4MAFyi |  |  |  | (N-m/m) | ( NMembers < 2 ) .OR. ( Member(2)%NumElements < 4 )
| M2N5MAFyi |  |  |  | (N-m/m) | ( NMembers < 2 ) .OR. ( Member(2)%NumElements < 5 )
| M2N6MAFyi |  |  |  | (N-m/m) | ( NMembers < 2 ) .OR. ( Member(2)%NumElements < 6 )
| M2N7MAFyi |  |  |  | (N-m/m) | ( NMembers < 2 ) .OR. ( Member(2)%NumElements < 7 )
| M2N8MAFyi |  |  |  | (N-m/m) | ( NMembers < 2 ) .OR. ( Member(2)%NumElements < 8 )
| M2N9MAFyi |  |  |  | (N-m/m) | ( NMembers < 2 ) .OR. ( Member(2)%NumElements < 9 )
| M3N1MAFyi |  |  |  | (N-m/m) | ( NMembers < 3 ) .OR. ( Member(3)%NumElements < 1 )
| M3N2MAFyi |  |  |  | (N-m/m) | ( NMembers < 3 ) .OR. ( Member(3)%NumElements < 2 )
| M3N3MAFyi |  |  |  | (N-m/m) | ( NMembers < 3 ) .OR. ( Member(3)%NumElements < 3 )
| M3N4MAFyi |  |  |  | (N-m/m) | ( NMembers < 3 ) .OR. ( Member(3)%NumElements < 4 )
| M3N5MAFyi |  |  |  | (N-m/m) | ( NMembers < 3 ) .OR. ( Member(3)%NumElements < 5 )
| M3N6MAFyi |  |  |  | (N-m/m) | ( NMembers < 3 ) .OR. ( Member(3)%NumElements < 6 )
| M3N7MAFyi |  |  |  | (N-m/m) | ( NMembers < 3 ) .OR. ( Member(3)%NumElements < 7 )
| M3N8MAFyi |  |  |  | (N-m/m) | ( NMembers < 3 ) .OR. ( Member(3)%NumElements < 8 )
| M3N9MAFyi |  |  |  | (N-m/m) | ( NMembers < 3 ) .OR. ( Member(3)%NumElements < 9 )
| M4N1MAFyi |  |  |  | (N-m/m) | ( NMembers < 4 ) .OR. ( Member(4)%NumElements < 1 )
| M4N2MAFyi |  |  |  | (N-m/m) | ( NMembers < 4 ) .OR. ( Member(4)%NumElements < 2 )
| M4N3MAFyi |  |  |  | (N-m/m) | ( NMembers < 4 ) .OR. ( Member(4)%NumElements < 3 )
| M4N4MAFyi |  |  |  | (N-m/m) | ( NMembers < 4 ) .OR. ( Member(4)%NumElements < 4 )
| M4N5MAFyi |  |  |  | (N-m/m) | ( NMembers < 4 ) .OR. ( Member(4)%NumElements < 5 )
| M4N6MAFyi |  |  |  | (N-m/m) | ( NMembers < 4 ) .OR. ( Member(4)%NumElements < 6 )
| M4N7MAFyi |  |  |  | (N-m/m) | ( NMembers < 4 ) .OR. ( Member(4)%NumElements < 7 )
| M4N8MAFyi |  |  |  | (N-m/m) | ( NMembers < 4 ) .OR. ( Member(4)%NumElements < 8 )
| M4N9MAFyi |  |  |  | (N-m/m) | ( NMembers < 4 ) .OR. ( Member(4)%NumElements < 9 )
| M5N1MAFyi |  |  |  | (N-m/m) | ( NMembers < 5 ) .OR. ( Member(5)%NumElements < 1 )
| M5N2MAFyi |  |  |  | (N-m/m) | ( NMembers < 5 ) .OR. ( Member(5)%NumElements < 2 )
| M5N3MAFyi |  |  |  | (N-m/m) | ( NMembers < 5 ) .OR. ( Member(5)%NumElements < 3 )
| M5N4MAFyi |  |  |  | (N-m/m) | ( NMembers < 5 ) .OR. ( Member(5)%NumElements < 4 )
| M5N5MAFyi |  |  |  | (N-m/m) | ( NMembers < 5 ) .OR. ( Member(5)%NumElements < 5 )
| M5N6MAFyi |  |  |  | (N-m/m) | ( NMembers < 5 ) .OR. ( Member(5)%NumElements < 6 )
| M5N7MAFyi |  |  |  | (N-m/m) | ( NMembers < 5 ) .OR. ( Member(5)%NumElements < 7 )
| M5N8MAFyi |  |  |  | (N-m/m) | ( NMembers < 5 ) .OR. ( Member(5)%NumElements < 8 )
| M5N9MAFyi |  |  |  | (N-m/m) | ( NMembers < 5 ) .OR. ( Member(5)%NumElements < 9 )
| M6N1MAFyi |  |  |  | (N-m/m) | ( NMembers < 6 ) .OR. ( Member(6)%NumElements < 1 )
| M6N2MAFyi |  |  |  | (N-m/m) | ( NMembers < 6 ) .OR. ( Member(6)%NumElements < 2 )
| M6N3MAFyi |  |  |  | (N-m/m) | ( NMembers < 6 ) .OR. ( Member(6)%NumElements < 3 )
| M6N4MAFyi |  |  |  | (N-m/m) | ( NMembers < 6 ) .OR. ( Member(6)%NumElements < 4 )
| M6N5MAFyi |  |  |  | (N-m/m) | ( NMembers < 6 ) .OR. ( Member(6)%NumElements < 5 )
| M6N6MAFyi |  |  |  | (N-m/m) | ( NMembers < 6 ) .OR. ( Member(6)%NumElements < 6 )
| M6N7MAFyi |  |  |  | (N-m/m) | ( NMembers < 6 ) .OR. ( Member(6)%NumElements < 7 )
| M6N8MAFyi |  |  |  | (N-m/m) | ( NMembers < 6 ) .OR. ( Member(6)%NumElements < 8 )
| M6N9MAFyi |  |  |  | (N-m/m) | ( NMembers < 6 ) .OR. ( Member(6)%NumElements < 9 )
| M7N1MAFyi |  |  |  | (N-m/m) | ( NMembers < 7 ) .OR. ( Member(7)%NumElements < 1 )
| M7N2MAFyi |  |  |  | (N-m/m) | ( NMembers < 7 ) .OR. ( Member(7)%NumElements < 2 )
| M7N3MAFyi |  |  |  | (N-m/m) | ( NMembers < 7 ) .OR. ( Member(7)%NumElements < 3 )
| M7N4MAFyi |  |  |  | (N-m/m) | ( NMembers < 7 ) .OR. ( Member(7)%NumElements < 4 )
| M7N5MAFyi |  |  |  | (N-m/m) | ( NMembers < 7 ) .OR. ( Member(7)%NumElements < 5 )
| M7N6MAFyi |  |  |  | (N-m/m) | ( NMembers < 7 ) .OR. ( Member(7)%NumElements < 6 )
| M7N7MAFyi |  |  |  | (N-m/m) | ( NMembers < 7 ) .OR. ( Member(7)%NumElements < 7 )
| M7N8MAFyi |  |  |  | (N-m/m) | ( NMembers < 7 ) .OR. ( Member(7)%NumElements < 8 )
| M7N9MAFyi |  |  |  | (N-m/m) | ( NMembers < 7 ) .OR. ( Member(7)%NumElements < 9 )
| M8N1MAFyi |  |  |  | (N-m/m) | ( NMembers < 8 ) .OR. ( Member(8)%NumElements < 1 )
| M8N2MAFyi |  |  |  | (N-m/m) | ( NMembers < 8 ) .OR. ( Member(8)%NumElements < 2 )
| M8N3MAFyi |  |  |  | (N-m/m) | ( NMembers < 8 ) .OR. ( Member(8)%NumElements < 3 )
| M8N4MAFyi |  |  |  | (N-m/m) | ( NMembers < 8 ) .OR. ( Member(8)%NumElements < 4 )
| M8N5MAFyi |  |  |  | (N-m/m) | ( NMembers < 8 ) .OR. ( Member(8)%NumElements < 5 )
| M8N6MAFyi |  |  |  | (N-m/m) | ( NMembers < 8 ) .OR. ( Member(8)%NumElements < 6 )
| M8N7MAFyi |  |  |  | (N-m/m) | ( NMembers < 8 ) .OR. ( Member(8)%NumElements < 7 )
| M8N8MAFyi |  |  |  | (N-m/m) | ( NMembers < 8 ) .OR. ( Member(8)%NumElements < 8 )
| M8N9MAFyi |  |  |  | (N-m/m) | ( NMembers < 8 ) .OR. ( Member(8)%NumElements < 9 )
| M9N1MAFyi |  |  |  | (N-m/m) | ( NMembers < 9 ) .OR. ( Member(9)%NumElements < 1 )
| M9N2MAFyi |  |  |  | (N-m/m) | ( NMembers < 9 ) .OR. ( Member(9)%NumElements < 2 )
| M9N3MAFyi |  |  |  | (N-m/m) | ( NMembers < 9 ) .OR. ( Member(9)%NumElements < 3 )
| M9N4MAFyi |  |  |  | (N-m/m) | ( NMembers < 9 ) .OR. ( Member(9)%NumElements < 4 )
| M9N5MAFyi |  |  |  | (N-m/m) | ( NMembers < 9 ) .OR. ( Member(9)%NumElements < 5 )
| M9N6MAFyi |  |  |  | (N-m/m) | ( NMembers < 9 ) .OR. ( Member(9)%NumElements < 6 )
| M9N7MAFyi |  |  |  | (N-m/m) | ( NMembers < 9 ) .OR. ( Member(9)%NumElements < 7 )
| M9N8MAFyi |  |  |  | (N-m/m) | ( NMembers < 9 ) .OR. ( Member(9)%NumElements < 8 )
| M9N9MAFyi |  |  |  | (N-m/m) | ( NMembers < 9 ) .OR. ( Member(9)%NumElements < 9 )
| M1N1MAFzi |  | z-component of the distributed flooding/ballasting mass inertia moment, expressed in the inertial coordinate system |  | (N-m/m) | ( NMembers < 1 ) .OR. ( Member(1)%NumElements < 1 )
| M1N2MAFzi |  |  |  | (N-m/m) | ( NMembers < 1 ) .OR. ( Member(1)%NumElements < 2 )
| M1N3MAFzi |  |  |  | (N-m/m) | ( NMembers < 1 ) .OR. ( Member(1)%NumElements < 3 )
| M1N4MAFzi |  |  |  | (N-m/m) | ( NMembers < 1 ) .OR. ( Member(1)%NumElements < 4 )
| M1N5MAFzi |  |  |  | (N-m/m) | ( NMembers < 1 ) .OR. ( Member(1)%NumElements < 5 )
| M1N6MAFzi |  |  |  | (N-m/m) | ( NMembers < 1 ) .OR. ( Member(1)%NumElements < 6 )
| M1N7MAFzi |  |  |  | (N-m/m) | ( NMembers < 1 ) .OR. ( Member(1)%NumElements < 7 )
| M1N8MAFzi |  |  |  | (N-m/m) | ( NMembers < 1 ) .OR. ( Member(1)%NumElements < 8 )
| M1N9MAFzi |  |  |  | (N-m/m) | ( NMembers < 1 ) .OR. ( Member(1)%NumElements < 9 )
| M2N1MAFzi |  |  |  | (N-m/m) | ( NMembers < 2 ) .OR. ( Member(2)%NumElements < 1 )
| M2N2MAFzi |  |  |  | (N-m/m) | ( NMembers < 2 ) .OR. ( Member(2)%NumElements < 2 )
| M2N3MAFzi |  |  |  | (N-m/m) | ( NMembers < 2 ) .OR. ( Member(2)%NumElements < 3 )
| M2N4MAFzi |  |  |  | (N-m/m) | ( NMembers < 2 ) .OR. ( Member(2)%NumElements < 4 )
| M2N5MAFzi |  |  |  | (N-m/m) | ( NMembers < 2 ) .OR. ( Member(2)%NumElements < 5 )
| M2N6MAFzi |  |  |  | (N-m/m) | ( NMembers < 2 ) .OR. ( Member(2)%NumElements < 6 )
| M2N7MAFzi |  |  |  | (N-m/m) | ( NMembers < 2 ) .OR. ( Member(2)%NumElements < 7 )
| M2N8MAFzi |  |  |  | (N-m/m) | ( NMembers < 2 ) .OR. ( Member(2)%NumElements < 8 )
| M2N9MAFzi |  |  |  | (N-m/m) | ( NMembers < 2 ) .OR. ( Member(2)%NumElements < 9 )
| M3N1MAFzi |  |  |  | (N-m/m) | ( NMembers < 3 ) .OR. ( Member(3)%NumElements < 1 )
| M3N2MAFzi |  |  |  | (N-m/m) | ( NMembers < 3 ) .OR. ( Member(3)%NumElements < 2 )
| M3N3MAFzi |  |  |  | (N-m/m) | ( NMembers < 3 ) .OR. ( Member(3)%NumElements < 3 )
| M3N4MAFzi |  |  |  | (N-m/m) | ( NMembers < 3 ) .OR. ( Member(3)%NumElements < 4 )
| M3N5MAFzi |  |  |  | (N-m/m) | ( NMembers < 3 ) .OR. ( Member(3)%NumElements < 5 )
| M3N6MAFzi |  |  |  | (N-m/m) | ( NMembers < 3 ) .OR. ( Member(3)%NumElements < 6 )
| M3N7MAFzi |  |  |  | (N-m/m) | ( NMembers < 3 ) .OR. ( Member(3)%NumElements < 7 )
| M3N8MAFzi |  |  |  | (N-m/m) | ( NMembers < 3 ) .OR. ( Member(3)%NumElements < 8 )
| M3N9MAFzi |  |  |  | (N-m/m) | ( NMembers < 3 ) .OR. ( Member(3)%NumElements < 9 )
| M4N1MAFzi |  |  |  | (N-m/m) | ( NMembers < 4 ) .OR. ( Member(4)%NumElements < 1 )
| M4N2MAFzi |  |  |  | (N-m/m) | ( NMembers < 4 ) .OR. ( Member(4)%NumElements < 2 )
| M4N3MAFzi |  |  |  | (N-m/m) | ( NMembers < 4 ) .OR. ( Member(4)%NumElements < 3 )
| M4N4MAFzi |  |  |  | (N-m/m) | ( NMembers < 4 ) .OR. ( Member(4)%NumElements < 4 )
| M4N5MAFzi |  |  |  | (N-m/m) | ( NMembers < 4 ) .OR. ( Member(4)%NumElements < 5 )
| M4N6MAFzi |  |  |  | (N-m/m) | ( NMembers < 4 ) .OR. ( Member(4)%NumElements < 6 )
| M4N7MAFzi |  |  |  | (N-m/m) | ( NMembers < 4 ) .OR. ( Member(4)%NumElements < 7 )
| M4N8MAFzi |  |  |  | (N-m/m) | ( NMembers < 4 ) .OR. ( Member(4)%NumElements < 8 )
| M4N9MAFzi |  |  |  | (N-m/m) | ( NMembers < 4 ) .OR. ( Member(4)%NumElements < 9 )
| M5N1MAFzi |  |  |  | (N-m/m) | ( NMembers < 5 ) .OR. ( Member(5)%NumElements < 1 )
| M5N2MAFzi |  |  |  | (N-m/m) | ( NMembers < 5 ) .OR. ( Member(5)%NumElements < 2 )
| M5N3MAFzi |  |  |  | (N-m/m) | ( NMembers < 5 ) .OR. ( Member(5)%NumElements < 3 )
| M5N4MAFzi |  |  |  | (N-m/m) | ( NMembers < 5 ) .OR. ( Member(5)%NumElements < 4 )
| M5N5MAFzi |  |  |  | (N-m/m) | ( NMembers < 5 ) .OR. ( Member(5)%NumElements < 5 )
| M5N6MAFzi |  |  |  | (N-m/m) | ( NMembers < 5 ) .OR. ( Member(5)%NumElements < 6 )
| M5N7MAFzi |  |  |  | (N-m/m) | ( NMembers < 5 ) .OR. ( Member(5)%NumElements < 7 )
| M5N8MAFzi |  |  |  | (N-m/m) | ( NMembers < 5 ) .OR. ( Member(5)%NumElements < 8 )
| M5N9MAFzi |  |  |  | (N-m/m) | ( NMembers < 5 ) .OR. ( Member(5)%NumElements < 9 )
| M6N1MAFzi |  |  |  | (N-m/m) | ( NMembers < 6 ) .OR. ( Member(6)%NumElements < 1 )
| M6N2MAFzi |  |  |  | (N-m/m) | ( NMembers < 6 ) .OR. ( Member(6)%NumElements < 2 )
| M6N3MAFzi |  |  |  | (N-m/m) | ( NMembers < 6 ) .OR. ( Member(6)%NumElements < 3 )
| M6N4MAFzi |  |  |  | (N-m/m) | ( NMembers < 6 ) .OR. ( Member(6)%NumElements < 4 )
| M6N5MAFzi |  |  |  | (N-m/m) | ( NMembers < 6 ) .OR. ( Member(6)%NumElements < 5 )
| M6N6MAFzi |  |  |  | (N-m/m) | ( NMembers < 6 ) .OR. ( Member(6)%NumElements < 6 )
| M6N7MAFzi |  |  |  | (N-m/m) | ( NMembers < 6 ) .OR. ( Member(6)%NumElements < 7 )
| M6N8MAFzi |  |  |  | (N-m/m) | ( NMembers < 6 ) .OR. ( Member(6)%NumElements < 8 )
| M6N9MAFzi |  |  |  | (N-m/m) | ( NMembers < 6 ) .OR. ( Member(6)%NumElements < 9 )
| M7N1MAFzi |  |  |  | (N-m/m) | ( NMembers < 7 ) .OR. ( Member(7)%NumElements < 1 )
| M7N2MAFzi |  |  |  | (N-m/m) | ( NMembers < 7 ) .OR. ( Member(7)%NumElements < 2 )
| M7N3MAFzi |  |  |  | (N-m/m) | ( NMembers < 7 ) .OR. ( Member(7)%NumElements < 3 )
| M7N4MAFzi |  |  |  | (N-m/m) | ( NMembers < 7 ) .OR. ( Member(7)%NumElements < 4 )
| M7N5MAFzi |  |  |  | (N-m/m) | ( NMembers < 7 ) .OR. ( Member(7)%NumElements < 5 )
| M7N6MAFzi |  |  |  | (N-m/m) | ( NMembers < 7 ) .OR. ( Member(7)%NumElements < 6 )
| M7N7MAFzi |  |  |  | (N-m/m) | ( NMembers < 7 ) .OR. ( Member(7)%NumElements < 7 )
| M7N8MAFzi |  |  |  | (N-m/m) | ( NMembers < 7 ) .OR. ( Member(7)%NumElements < 8 )
| M7N9MAFzi |  |  |  | (N-m/m) | ( NMembers < 7 ) .OR. ( Member(7)%NumElements < 9 )
| M8N1MAFzi |  |  |  | (N-m/m) | ( NMembers < 8 ) .OR. ( Member(8)%NumElements < 1 )
| M8N2MAFzi |  |  |  | (N-m/m) | ( NMembers < 8 ) .OR. ( Member(8)%NumElements < 2 )
| M8N3MAFzi |  |  |  | (N-m/m) | ( NMembers < 8 ) .OR. ( Member(8)%NumElements < 3 )
| M8N4MAFzi |  |  |  | (N-m/m) | ( NMembers < 8 ) .OR. ( Member(8)%NumElements < 4 )
| M8N5MAFzi |  |  |  | (N-m/m) | ( NMembers < 8 ) .OR. ( Member(8)%NumElements < 5 )
| M8N6MAFzi |  |  |  | (N-m/m) | ( NMembers < 8 ) .OR. ( Member(8)%NumElements < 6 )
| M8N7MAFzi |  |  |  | (N-m/m) | ( NMembers < 8 ) .OR. ( Member(8)%NumElements < 7 )
| M8N8MAFzi |  |  |  | (N-m/m) | ( NMembers < 8 ) .OR. ( Member(8)%NumElements < 8 )
| M8N9MAFzi |  |  |  | (N-m/m) | ( NMembers < 8 ) .OR. ( Member(8)%NumElements < 9 )
| M9N1MAFzi |  |  |  | (N-m/m) | ( NMembers < 9 ) .OR. ( Member(9)%NumElements < 1 )
| M9N2MAFzi |  |  |  | (N-m/m) | ( NMembers < 9 ) .OR. ( Member(9)%NumElements < 2 )
| M9N3MAFzi |  |  |  | (N-m/m) | ( NMembers < 9 ) .OR. ( Member(9)%NumElements < 3 )
| M9N4MAFzi |  |  |  | (N-m/m) | ( NMembers < 9 ) .OR. ( Member(9)%NumElements < 4 )
| M9N5MAFzi |  |  |  | (N-m/m) | ( NMembers < 9 ) .OR. ( Member(9)%NumElements < 5 )
| M9N6MAFzi |  |  |  | (N-m/m) | ( NMembers < 9 ) .OR. ( Member(9)%NumElements < 6 )
| M9N7MAFzi |  |  |  | (N-m/m) | ( NMembers < 9 ) .OR. ( Member(9)%NumElements < 7 )
| M9N8MAFzi |  |  |  | (N-m/m) | ( NMembers < 9 ) .OR. ( Member(9)%NumElements < 8 )
| M9N9MAFzi |  |  |  | (N-m/m) | ( NMembers < 9 ) .OR. ( Member(9)%NumElements < 9 )
Joint-level Wave Kinematics
| J1Vxi |  | fluid velocity at the joint |  | (m/s)
| J2Vxi |  |  |  | (m/s)
| J3Vxi |  |  |  | (m/s)
| J4Vxi |  |  |  | (m/s)
| J5Vxi |  |  |  | (m/s)
| J6Vxi |  |  |  | (m/s)
| J7Vxi |  |  |  | (m/s)
| J8Vxi |  |  |  | (m/s)
| J9Vxi |  |  |  | (m/s)
| J1Vyi |  |  |  | (m/s)
| J2Vyi |  |  |  | (m/s)
| J3Vyi |  |  |  | (m/s)
| J4Vyi |  |  |  | (m/s)
| J5Vyi |  |  |  | (m/s)
| J6Vyi |  |  |  | (m/s)
| J7Vyi |  |  |  | (m/s)
| J8Vyi |  |  |  | (m/s)
| J9Vyi |  |  |  | (m/s)
| J1Vzi |  |  |  | (m/s)
| J2Vzi |  |  |  | (m/s)
| J3Vzi |  |  |  | (m/s)
| J4Vzi |  |  |  | (m/s)
| J5Vzi |  |  |  | (m/s)
| J6Vzi |  |  |  | (m/s)
| J7Vzi |  |  |  | (m/s)
| J8Vzi |  |  |  | (m/s)
| J9Vzi |  |  |  | (m/s)
| J1Axi |  | fluid acceleration at the joint |  | (m/s^2)
| J2Axi |  |  |  | (m/s^2)
| J3Axi |  |  |  | (m/s^2)
| J4Axi |  |  |  | (m/s^2)
| J5Axi |  |  |  | (m/s^2)
| J6Axi |  |  |  | (m/s^2)
| J7Axi |  |  |  | (m/s^2)
| J8Axi |  |  |  | (m/s^2)
| J9Axi |  |  |  | (m/s^2)
| J1Ayi |  |  |  | (m/s^2)
| J2Ayi |  |  |  | (m/s^2)
| J3Ayi |  |  |  | (m/s^2)
| J4Ayi |  |  |  | (m/s^2)
| J5Ayi |  |  |  | (m/s^2)
| J6Ayi |  |  |  | (m/s^2)
| J7Ayi |  |  |  | (m/s^2)
| J8Ayi |  |  |  | (m/s^2)
| J9Ayi |  |  |  | (m/s^2)
| J1Azi |  |  |  | (m/s^2)
| J2Azi |  |  |  | (m/s^2)
| J3Azi |  |  |  | (m/s^2)
| J4Azi |  |  |  | (m/s^2)
| J5Azi |  |  |  | (m/s^2)
| J6Azi |  |  |  | (m/s^2)
| J7Azi |  |  |  | (m/s^2)
| J8Azi |  |  |  | (m/s^2)
| J9Azi |  |  |  | (m/s^2)
| J1DynP |  | fluid dynamic pressure at the joint |  | (Pa)
| J2DynP |  |  |  | (Pa)
| J3DynP |  |  |  | (Pa)
| J4DynP |  |  |  | (Pa)
| J5DynP |  |  |  | (Pa)
| J6DynP |  |  |  | (Pa)
| J7DynP |  |  |  | (Pa)
| J8DynP |  |  |  | (Pa)
| J9DynP |  |  |  | (Pa)
| J1STVxi |  | structural translational velocity at the joint |  | (m/s)
| J2STVxi |  |  |  | (m/s)
| J3STVxi |  |  |  | (m/s)
| J4STVxi |  |  |  | (m/s)
| J5STVxi |  |  |  | (m/s)
| J6STVxi |  |  |  | (m/s)
| J7STVxi |  |  |  | (m/s)
| J8STVxi |  |  |  | (m/s)
| J9STVxi |  |  |  | (m/s)
| J1STVyi |  |  |  | (m/s)
| J2STVyi |  |  |  | (m/s)
| J3STVyi |  |  |  | (m/s)
| J4STVyi |  |  |  | (m/s)
| J5STVyi |  |  |  | (m/s)
| J6STVyi |  |  |  | (m/s)
| J7STVyi |  |  |  | (m/s)
| J8STVyi |  |  |  | (m/s)
| J9STVyi |  |  |  | (m/s)
| J1STVzi |  |  |  | (m/s)
| J2STVzi |  |  |  | (m/s)
| J3STVzi |  |  |  | (m/s)
| J4STVzi |  |  |  | (m/s)
| J5STVzi |  |  |  | (m/s)
| J6STVzi |  |  |  | (m/s)
| J7STVzi |  |  |  | (m/s)
| J8STVzi |  |  |  | (m/s)
| J9STVzi |  |  |  | (m/s)
| J1STAxi |  | structural translational acceleration at the joint |  | (m/s^2)
| J2STAxi |  |  |  | (m/s^2)
| J3STAxi |  |  |  | (m/s^2)
| J4STAxi |  |  |  | (m/s^2)
| J5STAxi |  |  |  | (m/s^2)
| J6STAxi |  |  |  | (m/s^2)
| J7STAxi |  |  |  | (m/s^2)
| J8STAxi |  |  |  | (m/s^2)
| J9STAxi |  |  |  | (m/s^2)
| J1STAyi |  |  |  | (m/s^2)
| J2STAyi |  |  |  | (m/s^2)
| J3STAyi |  |  |  | (m/s^2)
| J4STAyi |  |  |  | (m/s^2)
| J5STAyi |  |  |  | (m/s^2)
| J6STAyi |  |  |  | (m/s^2)
| J7STAyi |  |  |  | (m/s^2)
| J8STAyi |  |  |  | (m/s^2)
| J9STAyi |  |  |  | (m/s^2)
| J1STAzi |  |  |  | (m/s^2)
| J2STAzi |  |  |  | (m/s^2)
| J3STAzi |  |  |  | (m/s^2)
| J4STAzi |  |  |  | (m/s^2)
| J5STAzi |  |  |  | (m/s^2)
| J6STAzi |  |  |  | (m/s^2)
| J7STAzi |  |  |  | (m/s^2)
| J8STAzi |  |  |  | (m/s^2)
| J9STAzi |  |  |  | (m/s^2)
Joint Loads
| J1FDxi |  | axial viscous-drag forces |  | (N)
| J2FDxi |  |  |  | (N)
| J3FDxi |  |  |  | (N)
| J4FDxi |  |  |  | (N)
| J5FDxi |  |  |  | (N)
| J6FDxi |  |  |  | (N)
| J7FDxi |  |  |  | (N)
| J8FDxi |  |  |  | (N)
| J9FDxi |  |  |  | (N)
| J1FDyi |  |  |  | (N)
| J2FDyi |  |  |  | (N)
| J3FDyi |  |  |  | (N)
| J4FDyi |  |  |  | (N)
| J5FDyi |  |  |  | (N)
| J6FDyi |  |  |  | (N)
| J7FDyi |  |  |  | (N)
| J8FDyi |  |  |  | (N)
| J9FDyi |  |  |  | (N)
| J1FDzi |  |  |  | (N)
| J2FDzi |  |  |  | (N)
| J3FDzi |  |  |  | (N)
| J4FDzi |  |  |  | (N)
| J5FDzi |  |  |  | (N)
| J6FDzi |  |  |  | (N)
| J7FDzi |  |  |  | (N)
| J8FDzi |  |  |  | (N)
| J9FDzi |  |  |  | (N)
| J1FBxi |  | end-effect buoyancy forces |  | (N)
| J2FBxi |  |  |  | (N)
| J3FBxi |  |  |  | (N)
| J4FBxi |  |  |  | (N)
| J5FBxi |  |  |  | (N)
| J6FBxi |  |  |  | (N)
| J7FBxi |  |  |  | (N)
| J8FBxi |  |  |  | (N)
| J9FBxi |  |  |  | (N)
| J1FByi |  |  |  | (N)
| J2FByi |  |  |  | (N)
| J3FByi |  |  |  | (N)
| J4FByi |  |  |  | (N)
| J5FByi |  |  |  | (N)
| J6FByi |  |  |  | (N)
| J7FByi |  |  |  | (N)
| J8FByi |  |  |  | (N)
| J9FByi |  |  |  | (N)
| J1FBzi |  |  |  | (N)
| J2FBzi |  |  |  | (N)
| J3FBzi |  |  |  | (N)
| J4FBzi |  |  |  | (N)
| J5FBzi |  |  |  | (N)
| J6FBzi |  |  |  | (N)
| J7FBzi |  |  |  | (N)
| J8FBzi |  |  |  | (N)
| J9FBzi |  |  |  | (N)
| J1MBxi |  | end-effect buoyancy moments |  | (N-m)
| J2MBxi |  |  |  | (N-m)
| J3MBxi |  |  |  | (N-m)
| J4MBxi |  |  |  | (N-m)
| J5MBxi |  |  |  | (N-m)
| J6MBxi |  |  |  | (N-m)
| J7MBxi |  |  |  | (N-m)
| J8MBxi |  |  |  | (N-m)
| J9MBxi |  |  |  | (N-m)
| J1MByi |  |  |  | (N-m)
| J2MByi |  |  |  | (N-m)
| J3MByi |  |  |  | (N-m)
| J4MByi |  |  |  | (N-m)
| J5MByi |  |  |  | (N-m)
| J6MByi |  |  |  | (N-m)
| J7MByi |  |  |  | (N-m)
| J8MByi |  |  |  | (N-m)
| J9MByi |  |  |  | (N-m)
| J1MBzi |  |  |  | (N-m)
| J2MBzi |  |  |  | (N-m)
| J3MBzi |  |  |  | (N-m)
| J4MBzi |  |  |  | (N-m)
| J5MBzi |  |  |  | (N-m)
| J6MBzi |  |  |  | (N-m)
| J7MBzi |  |  |  | (N-m)
| J8MBzi |  |  |  | (N-m)
| J9MBzi |  |  |  | (N-m)
| J1FBFxi |  | end-effect buoyancy forces due to ballasting/flooding |  | (N)
| J2FBFxi |  |  |  | (N)
| J3FBFxi |  |  |  | (N)
| J4FBFxi |  |  |  | (N)
| J5FBFxi |  |  |  | (N)
| J6FBFxi |  |  |  | (N)
| J7FBFxi |  |  |  | (N)
| J8FBFxi |  |  |  | (N)
| J9FBFxi |  |  |  | (N)
| J1FBFyi |  |  |  | (N)
| J2FBFyi |  |  |  | (N)
| J3FBFyi |  |  |  | (N)
| J4FBFyi |  |  |  | (N)
| J5FBFyi |  |  |  | (N)
| J6FBFyi |  |  |  | (N)
| J7FBFyi |  |  |  | (N)
| J8FBFyi |  |  |  | (N)
| J9FBFyi |  |  |  | (N)
| J1FBFzi |  |  |  | (N)
| J2FBFzi |  |  |  | (N)
| J3FBFzi |  |  |  | (N)
| J4FBFzi |  |  |  | (N)
| J5FBFzi |  |  |  | (N)
| J6FBFzi |  |  |  | (N)
| J7FBFzi |  |  |  | (N)
| J8FBFzi |  |  |  | (N)
| J9FBFzi |  |  |  | (N)
| J1MBFxi |  | end-effect buoyancy moments due to ballasting/flooding |  | (N-m)
| J2MBFxi |  |  |  | (N-m)
| J3MBFxi |  |  |  | (N-m)
| J4MBFxi |  |  |  | (N-m)
| J5MBFxi |  |  |  | (N-m)
| J6MBFxi |  |  |  | (N-m)
| J7MBFxi |  |  |  | (N-m)
| J8MBFxi |  |  |  | (N-m)
| J9MBFxi |  |  |  | (N-m)
| J1MBFyi |  |  |  | (N-m)
| J2MBFyi |  |  |  | (N-m)
| J3MBFyi |  |  |  | (N-m)
| J4MBFyi |  |  |  | (N-m)
| J5MBFyi |  |  |  | (N-m)
| J6MBFyi |  |  |  | (N-m)
| J7MBFyi |  |  |  | (N-m)
| J8MBFyi |  |  |  | (N-m)
| J9MBFyi |  |  |  | (N-m)
| J1MBFzi |  |  |  | (N-m)
| J2MBFzi |  |  |  | (N-m)
| J3MBFzi |  |  |  | (N-m)
| J4MBFzi |  |  |  | (N-m)
| J5MBFzi |  |  |  | (N-m)
| J6MBFzi |  |  |  | (N-m)
| J7MBFzi |  |  |  | (N-m)
| J8MBFzi |  |  |  | (N-m)
| J9MBFzi |  |  |  | (N-m)
| J1FIxi |  | end-effect fluid inertia forces |  | (N)
| J2FIxi |  |  |  | (N)
| J3FIxi |  |  |  | (N)
| J4FIxi |  |  |  | (N)
| J5FIxi |  |  |  | (N)
| J6FIxi |  |  |  | (N)
| J7FIxi |  |  |  | (N)
| J8FIxi |  |  |  | (N)
| J9FIxi |  |  |  | (N)
| J1FIyi |  |  |  | (N)
| J2FIyi |  |  |  | (N)
| J3FIyi |  |  |  | (N)
| J4FIyi |  |  |  | (N)
| J5FIyi |  |  |  | (N)
| J6FIyi |  |  |  | (N)
| J7FIyi |  |  |  | (N)
| J8FIyi |  |  |  | (N)
| J9FIyi |  |  |  | (N)
| J1FIzi |  |  |  | (N)
| J2FIzi |  |  |  | (N)
| J3FIzi |  |  |  | (N)
| J4FIzi |  |  |  | (N)
| J5FIzi |  |  |  | (N)
| J6FIzi |  |  |  | (N)
| J7FIzi |  |  |  | (N)
| J8FIzi |  |  |  | (N)
| J9FIzi |  |  |  | (N)
| J1FAMxi |  | added mass forces |  | (N)
| J2FAMxi |  |  |  | (N)
| J3FAMxi |  |  |  | (N)
| J4FAMxi |  |  |  | (N)
| J5FAMxi |  |  |  | (N)
| J6FAMxi |  |  |  | (N)
| J7FAMxi |  |  |  | (N)
| J8FAMxi |  |  |  | (N)
| J9FAMxi |  |  |  | (N)
| J1FAMyi |  |  |  | (N)
| J2FAMyi |  |  |  | (N)
| J3FAMyi |  |  |  | (N)
| J4FAMyi |  |  |  | (N)
| J5FAMyi |  |  |  | (N)
| J6FAMyi |  |  |  | (N)
| J7FAMyi |  |  |  | (N)
| J8FAMyi |  |  |  | (N)
| J9FAMyi |  |  |  | (N)
| J1FAMzi |  |  |  | (N)
| J2FAMzi |  |  |  | (N)
| J3FAMzi |  |  |  | (N)
| J4FAMzi |  |  |  | (N)
| J5FAMzi |  |  |  | (N)
| J6FAMzi |  |  |  | (N)
| J7FAMzi |  |  |  | (N)
| J8FAMzi |  |  |  | (N)
| J9FAMzi |  |  |  | (N)
| J1FAGxi |  | end effect marine growth inertia |  | (N)
| J2FAGxi |  |  |  | (N)
| J3FAGxi |  |  |  | (N)
| J4FAGxi |  |  |  | (N)
| J5FAGxi |  |  |  | (N)
| J6FAGxi |  |  |  | (N)
| J7FAGxi |  |  |  | (N)
| J8FAGxi |  |  |  | (N)
| J9FAGxi |  |  |  | (N)
| J1FAGyi |  |  |  | (N)
| J2FAGyi |  |  |  | (N)
| J3FAGyi |  |  |  | (N)
| J4FAGyi |  |  |  | (N)
| J5FAGyi |  |  |  | (N)
| J6FAGyi |  |  |  | (N)
| J7FAGyi |  |  |  | (N)
| J8FAGyi |  |  |  | (N)
| J9FAGyi |  |  |  | (N)
| J1FAGzi |  |  |  | (N)
| J2FAGzi |  |  |  | (N)
| J3FAGzi |  |  |  | (N)
| J4FAGzi |  |  |  | (N)
| J5FAGzi |  |  |  | (N)
| J6FAGzi |  |  |  | (N)
| J7FAGzi |  |  |  | (N)
| J8FAGzi |  |  |  | (N)
| J9FAGzi |  |  |  | (N)
| J1MAGxi |  |  |  | (N-m)
| J2MAGxi |  |  |  | (N-m)
| J3MAGxi |  |  |  | (N-m)
| J4MAGxi |  |  |  | (N-m)
| J5MAGxi |  |  |  | (N-m)
| J6MAGxi |  |  |  | (N-m)
| J7MAGxi |  |  |  | (N-m)
| J8MAGxi |  |  |  | (N-m)
| J9MAGxi |  |  |  | (N-m)
| J1MAGyi |  |  |  | (N-m)
| J2MAGyi |  |  |  | (N-m)
| J3MAGyi |  |  |  | (N-m)
| J4MAGyi |  |  |  | (N-m)
| J5MAGyi |  |  |  | (N-m)
| J6MAGyi |  |  |  | (N-m)
| J7MAGyi |  |  |  | (N-m)
| J8MAGyi |  |  |  | (N-m)
| J9MAGyi |  |  |  | (N-m)
| J1MAGzi |  |  |  | (N-m)
| J2MAGzi |  |  |  | (N-m)
| J3MAGzi |  |  |  | (N-m)
| J4MAGzi |  |  |  | (N-m)
| J5MAGzi |  |  |  | (N-m)
| J6MAGzi |  |  |  | (N-m)
| J7MAGzi |  |  |  | (N-m)
| J8MAGzi |  |  |  | (N-m)
| J9MAGzi |  |  |  | (N-m)
| J1FMGxi |  | end effect marine growth weight |  | (N)
| J2FMGxi |  |  |  | (N)
| J3FMGxi |  |  |  | (N)
| J4FMGxi |  |  |  | (N)
| J5FMGxi |  |  |  | (N)
| J6FMGxi |  |  |  | (N)
| J7FMGxi |  |  |  | (N)
| J8FMGxi |  |  |  | (N)
| J9FMGxi |  |  |  | (N)
| J1FMGyi |  |  |  | (N)
| J2FMGyi |  |  |  | (N)
| J3FMGyi |  |  |  | (N)
| J4FMGyi |  |  |  | (N)
| J5FMGyi |  |  |  | (N)
| J6FMGyi |  |  |  | (N)
| J7FMGyi |  |  |  | (N)
| J8FMGyi |  |  |  | (N)
| J9FMGyi |  |  |  | (N)
| J1FMGzi |  |  |  | (N)
| J2FMGzi |  |  |  | (N)
| J3FMGzi |  |  |  | (N)
| J4FMGzi |  |  |  | (N)
| J5FMGzi |  |  |  | (N)
| J6FMGzi |  |  |  | (N)
| J7FMGzi |  |  |  | (N)
| J8FMGzi |  |  |  | (N)
| J9FMGzi |  |  |  | (N)

## Waves2
Category | Name | Other Name(s) | Description | Convention | Units | Invalid Channel Criteria
Second-order wave elevation corrections
| Wave1El2 |  | 2nd order wave elevation correction |  | (m)
| Wave2El2 |  | 2nd order wave elevation correction |  | (m)
| Wave3El2 |  | 2nd order wave elevation correction |  | (m)
| Wave4El2 |  | 2nd order wave elevation correction |  | (m)
| Wave5El2 |  | 2nd order wave elevation correction |  | (m)
| Wave6El2 |  | 2nd order wave elevation correction |  | (m)
| Wave7El2 |  | 2nd order wave elevation correction |  | (m)
| Wave8El2 |  | 2nd order wave elevation correction |  | (m)
| Wave9El2 |  | 2nd order wave elevation correction |  | (m)

## Removed - in AeroDyn later
Category | Name | Other Name(s) | Description | Convention | Units | Invalid Channel Criteria
Shaft Motions
| TipSpdRat | TSR | Rotor blade tip speed ratio | N/A | (-) | .NOT. CompAero
Nacelle Yaw Motions
| NacYawErr |  | Nacelle yaw error estimate. This is computed as follows: NacYawErr = HorWndDir - YawPzn - YawBrRDzt - PtfmRDzi. This estimate is not accurate instantaneously in the presence of significant tower deflection or platform angular (rotational) displacement since the angles used in the computation are not all defined about the same axis of rotation. However, the estimate should be useful in a yaw controller if averaged over a time scale long enough to diminish the effects of tower and platform motions (i.e., much longer than the period of oscillation). | About the zi-axis | (deg) | .NOT. CompAero
Hub and Rotor Loads
| RotCq | LSShftCq | Rotor torque coefficient (this is equivalent to the low-speed shaft torque coefficient) | N/A | (-) | .NOT. CompAero
| RotCp | LSShftCp | Rotor power coefficient (this is equivalent to the low-speed shaft power coefficient) | N/A | (-) | .NOT. CompAero
| RotCt | LSShftCt | Rotor thrust coefficient (this is equivalent to the low-speed shaft thrust coefficient) | N/A | (-) | .NOT. CompAero
| CThrstAzm |  | Azimuth location of the center of thrust. This is estimated using values of LSSTipMys, LSSTipMzs, and RotThrust. | About the xa- and xs-axes | (deg) |  | should be based on aerodynamic thrust, not rotor thrust
| CThrstRad | CThrstArm | Dimensionless radial (arm) location of the center of thrust. This is estimated using values of LSSTipMys, LSSTipMzs, and RotThrust. (nondimensionalized using the undeflected tip radius normal to the shaft and limited to values between 0 and 1 (inclusive)) | Always positive (directed radially outboard at azimuth angle CThrstAzm) | (-) |  | should be based on aerodynamic thrust, not rotor thrust
Tail Fin Aerodynamic Loads
| TFinAlpha |  | Tail fin angle of attack. This is the angle between the relative velocity of the wind-inflow at the tail fin center-of-pressure and the tail fin chordline. | About the tail fin z-axis, which is the axis in the tail fin plane normal to the chordline | (deg) | .NOT. CompAero
| TFinCLift |  | Tail fin dimensionless lift coefficient | N/A | (-) | .NOT. CompAero
| TFinCDrag |  | Tail fin dimensionless drag coefficient | N/A | (-) | .NOT. CompAero
| TFinDnPrs |  | Tail fin dynamic pressure, equal to 1/2*AirDens*Vrel^2 where Vrel is the relative velocity of the wind-inflow at the tail fin center-of-pressure | N/A | (Pa) | .NOT. CompAero
| TFinCPFx |  | Tangential aerodynamic force at the tail fin center-of-pressure | Directed along the tail fin x-axis, which is the axis along the chordline, positive towards the trailing edge | (kN) | .NOT. CompAero
| TFinCPFy |  | Normal aerodynamic force at the tail fin center-of-pressure | Directed along the tail fin y-axis, which is orthogonal to the tail fin plane | (kN) | .NOT. CompAero

## Removed
Category | Name | Other Name(s) | Description | Convention | Units | Invalid Channel Criteria
Generator and High-Speed Shaft Loads
| HSShftCq |  | High-speed shaft torque coefficient | N/A | (-) | .NOT. CompAero
| HSShftCp |  | High-speed shaft power coefficient | N/A | (-) | .NOT. CompAero
| GenCq |  | Electrical generator torque coefficient | N/A | (-) | .NOT. CompAero
| GenCp |  | Electrical generator power coefficient | N/A | (-) | .NOT. CompAero
WAMIT and WAMIT2 modules outputs moved to the main HD output (2020.12.18)

## Removed - in InflowWind later
Category | Name | Other Name(s) | Description | Convention | Units | Invalid Channel Criteria
Wind Motions
| WindVxi | uWind | Nominally downwind component of the hub-height wind velocity | Directed along the xi-axis | (m/s) |  | (WindVxi and uWind will be interchangable names for this channel)
| WindVyi | vWind | Cross-wind component of the hub-height wind velocity | Directed along the yi-axis | (m/s)
| WindVzi | wWind | Vertical component of the hub-height wind velocity | Directed along the zi-axis | (m/s)
| TotWindV |  | Total hub-height wind velocity magnitude | N/A | (m/s)
| HorWindV |  | Horizontal hub-height wind velocity magnitude | In the xi- and yi-plane | (m/s)
| HorWndDir |  | Horizontal hub-height wind direction. Please note that FAST uses the opposite sign convention that AeroDyn uses. Put a "-", "_", "m", or "M" character in front of this variable name if you want to use the AeroDyn convention. | About the zi-axis | (deg)
| VerWndDir |  | Vertical hub-height wind direction | About an axis orthogonal to the zi-axis and the HorWindV-vector | (deg)